## Report Info
Contents - VA PG-18-5 RESEARCH AND DEVELOPMENT (R&D) (278) Report Generated: 03 Aug 2023 11:41AM ET

## RESEARCH AND DEVELOPMENT (R&D)
RESEARCH AND DEVELOPMENT (R&D) (278) | RESEARCH AND DEVELOPMENT (R&D) (278) | RESEARCH AND DEVELOPMENT (R&D) (278) | RESEARCH AND DEVELOPMENT (R&D) (278) | RESEARCH AND DEVELOPMENT (R&D) (278)
1 - R&D RECEPTION AREA | 1 - R&D RECEPTION AREA | 1 - R&D RECEPTION AREA | 1 - R&D RECEPTION AREA | 1 - R&D RECEPTION AREA
1 - SS222 - R&D Waiting, Stff Sprt | 1 - SS222 - R&D Waiting, Stff Sprt | 1 - SS222 - R&D Waiting, Stff Sprt | 1 - SS222 - R&D Waiting, Stff Sprt | 1 - SS222 - R&D Waiting, Stff Sprt
JSN | NAME | QTY | ACQ | DESCRIPTION
A1010 | Telecommunication Outlet | 2 | CC | Telecommunication outlet location.
A5077 | Dispenser, Hand Sanitizer, Hands-Free | 1 | VV | A touch free wall-mounted hand sanitizer dispenser. For use throughout a healthcare facility. Unit does not include the sanitizing liquid. Units are battery operated.
A6046 | Artwork, Decorative, With Frame | 1 | VV | This JSN is to be used for determining and defining location of decorative artwork.
F0206 | Chair, Side, Bariatric, With Arms | 1 | VV | A bariatric side chair with arms for use in a waiting room, lobby or other patient area. Chair will have a padded seat and back and have a capacity of 800 pounds.
F0305 | Chair, Waiting Room, Single | 2 | VV | Single seat waiting room chair with foam padded seat and back. Upholstered with either woven fabric textile or vinyl. Arms and floor glides included.
F2000 | Basket, Wastepaper, Fire Resistant | 1 | VV | Wastepaper basket, fire resistant, approximately 40 quart capacity. This unit is used to collect and temporarily store small quantities of paper refuse in patient rooms, administrative areas and nursing stations. Size and shape varies depending on the application and manufacturer selected.
F2300 | Rack, Magazine, Wall Mounted | 1 | VV | Wall mounted magazine rack with nine (9) magazine holding compartments.
F3200 | Clock, Battery, 12" Diameter | 1 | VV | Clock, 12" diameter. Round surface, easy to read numbers with sweep second hand. Wall mounted unit for use when impractical to install a fully synchronized clock system. Battery operated, (batteries not included).
2 - SB091 - R&D Contact / Information Station, Bldg Sprt | 2 - SB091 - R&D Contact / Information Station, Bldg Sprt | 2 - SB091 - R&D Contact / Information Station, Bldg Sprt | 2 - SB091 - R&D Contact / Information Station, Bldg Sprt | 2 - SB091 - R&D Contact / Information Station, Bldg Sprt
JSN | NAME | QTY | ACQ | DESCRIPTION
A1010 | Telecommunication Outlet | 1 | CC | Telecommunication outlet location.
A1015 | Telephone, Desk, Multiple Line | 1 | VV | Telephone, desk, multiple line.
A6105 | Counter, Reception Control, Built-In | 1 | CC | Counter, control, inpatient, built-in. Consists of two 18â€ wide base cabinets with two drawers and file drawer, two 30â€ wide pencil drawers and two 18â€ wide base cabinet with four drawers. The countertop shall be a composition of wood particle core with plastic laminate surface having a hard smooth surface finish, standard thickness of 1â€ and a 4â€ butt backsplash/curb. Pricing based on a 30" depth.
F0275 | Chair, Swivel, High Back | 1 | VV | Highback contemporary swivel chair, 41" high X 23" wide X 23" deep with five (5) caster swivel base and arms. Chair may be used at desks or in conference rooms. Back and seat are foam padded and upholstered with either woven textile fabric or vinyl.
F2000 | Basket, Wastepaper, Fire Resistant | 1 | VV | Wastepaper basket, fire resistant, approximately 40 quart capacity. This unit is used to collect and temporarily store small quantities of paper refuse in patient rooms, administrative areas and nursing stations. Size and shape varies depending on the application and manufacturer selected.
M1801 | Computer, Microprocessing, w/Flat Panel Monitor | 1 | VV | Desk top microprocessing computer. The unit shall consist of a central processing mini tower, flat panel monitor, keyboard, mouse and speakers. The system shall have the following minimum characteristics: a 2.8 GHz Pentium processor; 512 MB memory; 80GB hard drive; 32/48x CD-ROMDVD combo; 1.44MB network interface card; video 32 MB NVIDIA; a 18 inch flat panel monitor. The computer is used throughout the facility to input, manipulate and retrieve information.
3 - SB191 - R&D Visitor Universal Toilet, Bldg Sprt | 3 - SB191 - R&D Visitor Universal Toilet, Bldg Sprt | 3 - SB191 - R&D Visitor Universal Toilet, Bldg Sprt | 3 - SB191 - R&D Visitor Universal Toilet, Bldg Sprt | 3 - SB191 - R&D Visitor Universal Toilet, Bldg Sprt
JSN | NAME | QTY | ACQ | DESCRIPTION
A1067 | Mirror, Float Glass, ADA Accessible | 1 | CC | A high quality 1/4" polished float glass mirror with a stainless steel frame. Frame holds mirror in a tilted position for accessibility and compliance with ADA requirements. Mirror has a galvanized steel back secured to frame with concealed screws with integral horizontal hanging brackets. Mirror shall be approximately 18" wide and 36" high. Other sizes are available.
A4995 | Table, Diaper Changing, Wall Mounted | 1 | CC | Wall mounted diaper changing table for use in public restrooms. Unit is a fold down system that folds upward when not in use for minimal intrusion into the room. Changing surface is contoured and has safety belt to insure that an infant will not fall from the table. Table is designed to hold no less than 250 pounds static weight. Closed dimensions are approximately 21" H x 36" W x 5" D. Open dimensions vary according to style. One system's open dimensions are 15 " high, 32" wide and 19" deep.
A5075 | Dispenser, Soap, Disposable | 1 | VV | Disposable soap dispenser. One-handed dispensing operation. Designed to accommodate disposable soap cartridge and valve.
A5082 | Dispenser, Paper Towel, Sensor, Hands Free | 1 | CC | A surface mounted, sensor activated, automatic, roll paper towel dispenser. The unit dispenses a paper towel automatically only when hands are place in position below the dispenser for maximum sanitation and hygiene. May include adjustable settings for sheet length, time delay, and sensor range. Unit is battery operated or with optional AC power adapter.
A5090 | Disposal, Sanitary Napkin, SS, Surface Mounted | 1 | CC | A surface mounted, satin finish stainless steel, sanitary napkin disposal. Disposal features a flip-up cover, secured to the container by a heavy duty stainless steel piano-hinge. Disposal may be secured to wall or toilet partition. For general purpose use in female toilet stalls or rooms and uni-sex toilet rooms.
A5109 | Grab Bar, ABA Compliant, SS, 2-Wall, W/C Accessible | 1 | CC | 2-wall toilet stall/room grab bar with concealed mounting flanges and a satin finish stainless steel peened gripping surface.. Snap over flanges are provided to conceal mounting screws. A selection of mounting kits and concealed anchor devices are available from the manufacturers for different types of installations. Grab bar shall comply with all barrier-free accessibility guidelines for design, sizing, positioning, installation, and structural strength. For typical water closet applications in toilet stalls and rooms where Architectural Barriers Act grab bar requirements must be met.
A5145 | Hook, Garment, Double, SS, Surface Mounted | 1 | CC | A surface mounted, satin finish stainless steel, double garment hook. Equipped with a concealed mounting bracket that is secured to a concealed wall plate. For general purpose use throughout the facility to hang various items of apparel.
A5200 | Dispenser, Toilet Tissue, SS, 2-Roll, Surface Mntd | 1 | CC | A concealed surface mounted, double roll, satin finish stainless steel, toilet tissue dispenser. Unit accommodates two standard-core toilet tissue rolls through 5" in diameter. Spindles are chrome plated plastic with a heavy-duty internal spring and turn freely for non-controlled delivery. For general purpose use in restrooms.
F2010 | Basket, Wastepaper, Step-On | 1 | VV | "Step-on" wastepaper basket with inner liner and foot petal activated flip top.
P3200 | Lavatory, Vitreous China, Slab Type w/Sens Op Fauc | 1 | CC | Wall mounted, slab type, vitreous china, lavatory (approximately 7 x 15 x 10 inches) with faucet holes on 4 inch centers; electronic sensor operated, goose neck spout and grid strainer. It shall be suitable for use in clinics, offices and patient care areas.
P9050 | Toilet, Wall Hung, Siphon Jet | 1 | CC | Siphon jet water closet/ toilet. This unit is wall hung with an elongated bowl, top spud flushometer, seat with open front and check hinge, and carrier. Used in restrooms throughout the health care facility.
4 - SB851 - R&D Security Station, Police Svc | 4 - SB851 - R&D Security Station, Police Svc | 4 - SB851 - R&D Security Station, Police Svc | 4 - SB851 - R&D Security Station, Police Svc | 4 - SB851 - R&D Security Station, Police Svc
JSN | NAME | QTY | ACQ | DESCRIPTION
A1015 | Telephone, Desk, Multiple Line | 1 | VV | Telephone, desk, multiple line.
A5077 | Dispenser, Hand Sanitizer, Hands-Free | 1 | VV | A touch free wall-mounted hand sanitizer dispenser. For use throughout a healthcare facility. Unit does not include the sanitizing liquid. Units are battery operated.
E0117 | Workstation, Straight, Free Standing, 48" W | 1 | VV | This JSN provides a typical work station to quickly plan work areas in clinical or administrative spaces. THIS TYPICAL INCLUDES: 2 standard solid panels; 1 panel connector, 2-way corner; 2 finished end hardware kits; 1 cantilevered work surface; 1 lockable flipper unit; 1 light; 1 tack board; 1 tool rail; 1 diagonal tray; 1 adjustable keyboard tray; 1 mobile pedestal, box/file; 1 support panel.
F0205 | Chair, Side With Arms | 2 | VV | Upholstered side chair, 32" high X 21" wide X 23" deep with arms, padded seats and padded backs. Seat height is a minimum of 17". Available with or without sled base.
F1000 | Detector, Metal, Hand-Held | 1 | VV | Handheld metal detector; audible & visual alarms. Detector meets US and International regulatory requirements for electromagnetic safety. Sensitivity to all metals and high immunity to external metal masses. Detector may include rechargeable battery.
F1001 | Locker, Pistol | 2 | VV | Wall-mounted pistol / handgun locker, features 1 - 4 compartments with padded shelves and pistol holder. Exterior is 18 gauge steel with powder coat finish and all welded seams. Uses either key locks or combination locks and made with stainless steel components.
F2010 | Basket, Wastepaper, Step-On | 1 | VV | "Step-on" wastepaper basket with inner liner and foot petal activated flip top.
F3200 | Clock, Battery, 12" Diameter | 1 | VV | Clock, 12" diameter. Round surface, easy to read numbers with sweep second hand. Wall mounted unit for use when impractical to install a fully synchronized clock system. Battery operated, (batteries not included).
M1801 | Computer, Microprocessing, w/Flat Panel Monitor | 1 | VV | Desk top microprocessing computer. The unit shall consist of a central processing mini tower, flat panel monitor, keyboard, mouse and speakers. The system shall have the following minimum characteristics: a 2.8 GHz Pentium processor; 512 MB memory; 80GB hard drive; 32/48x CD-ROMDVD combo; 1.44MB network interface card; video 32 MB NVIDIA; a 18 inch flat panel monitor. The computer is used throughout the facility to input, manipulate and retrieve information.
M7910 | Thermometer, Electronic | 1 | VV | Electronic thermometer. Pocket size unit with easy to read zero Fahrenheit or zero Centigrade LCD display in approximately 20 seconds. Battery operated and enclosed in a heavy duty plastic case. Unit is hand-held portable and may be stand or wall mounted. For patient body temperature readings.
2 - BLR&D SERVICE RESEARCH AREA | 2 - BLR&D SERVICE RESEARCH AREA | 2 - BLR&D SERVICE RESEARCH AREA | 2 - BLR&D SERVICE RESEARCH AREA | 2 - BLR&D SERVICE RESEARCH AREA
1 - SC701 - BLR&D Lab Access / Protocol Room, R&D | 1 - SC701 - BLR&D Lab Access / Protocol Room, R&D | 1 - SC701 - BLR&D Lab Access / Protocol Room, R&D | 1 - SC701 - BLR&D Lab Access / Protocol Room, R&D | 1 - SC701 - BLR&D Lab Access / Protocol Room, R&D
JSN | NAME | QTY | ACQ | DESCRIPTION
A5075 | Dispenser, Soap, Disposable | 1 | VV | Disposable soap dispenser. One-handed dispensing operation. Designed to accommodate disposable soap cartridge and valve.
A5082 | Dispenser, Paper Towel, Sensor, Hands Free | 1 | CC | A surface mounted, sensor activated, automatic, roll paper towel dispenser. The unit dispenses a paper towel automatically only when hands are place in position below the dispenser for maximum sanitation and hygiene. May include adjustable settings for sheet length, time delay, and sensor range. Unit is battery operated or with optional AC power adapter.
CW130 | Cabinet, Floor Standing, 5 SH, 2 GDO, ST, 98x30x22 | 2 | CC | Floor standing storage cabinet with five adjustable shelves, framed glass hinged doors, and sloping top. Also referred to as a framed glass hinged double door case. For general purpose use throughout the facility.
M2055 | Shelving, Storage, Wire, CRS, w/Adjustable Shelves | 2 | VV | Stationary, wire, shelving unit. Unit has fully adjustable shelves constructed of stainless steel. For use in general purpose storage areas. Shelving is provided in various sizes and configurations. Price provided is for a unit approximately 74"H x 18"D x 48"W with four shelves.
R5100 | Freezer, Biological,-85, 19-25 Cubic Feet, Upright | 1 | VV | Biological freezer, -85 degrees centigrade, 19-25 cubic feet with temperature recorder, remote alarm, and storage baskets. Optional auxiliary water cooling available. Upright type freezer.
2 - SC702 - BLR&D Bench Unit, R&D | 2 - SC702 - BLR&D Bench Unit, R&D | 2 - SC702 - BLR&D Bench Unit, R&D | 2 - SC702 - BLR&D Bench Unit, R&D | 2 - SC702 - BLR&D Bench Unit, R&D
JSN | NAME | QTY | ACQ | DESCRIPTION
A5075 | Dispenser, Soap, Disposable | 1 | VV | Disposable soap dispenser. One-handed dispensing operation. Designed to accommodate disposable soap cartridge and valve.
A5082 | Dispenser, Paper Towel, Sensor, Hands Free | 1 | CC | A surface mounted, sensor activated, automatic, roll paper towel dispenser. The unit dispenses a paper towel automatically only when hands are place in position below the dispenser for maximum sanitation and hygiene. May include adjustable settings for sheet length, time delay, and sensor range. Unit is battery operated or with optional AC power adapter.
A5107 | Dispenser, Glove, Surgical/Examination, Wall Mntd | 1 | VV | Examination three (Small Medium, Large) glove dispenser box for wall mounting. Fabricated of either cold rolled steel with a white baked enamel finish, plastic or acrylic. Hardware not included, Option 3 powder coated steel.
C05P0 | Cabinet, Sink, U/C/B, 2 Door, 36x48x22 | 1 | CC | Standing height under counter base sink cabinet with solid hinged doors. Also referred to as a double-door sink cabinet. For general purpose use throughout the facility where a sink is to be used. Coordinate actual clear cabinet dimension with the actual outside dimension of sink that is specified to ensure that they are compatible.
CME01 | Cabinet, Mobile, Epoxy Top, 3 DR, 30x24x20 | 10 | VV | Steel sitting height mobile storage cabinet with heavy duty locking swivel casters, three drawers with interlock and epoxy top. Load rating of 500 pounds. For general purpose use throughout the facility.
CT060 | Countertop, Modified Epoxy Resin | 1 | CC | Modified epoxy resin countertop (composition of molded epoxy resins and inert materials) having a low sheen surface finish, standard thickness of 1", and a 4" butt backsplash/curb. Also referred to as a work surface or work top. Available in a choice of colors and depths. Used in lab areas requiring optimum physical and chemical resisting properties.
CW140 | Cabinet, Floor Standing, 5 SH, 2 GDO, ST, 98x36x22 | 1 | CC | Floor standing storage cabinet with five adjustable shelves, framed glass hinged doors, and sloping top. Also referred to as a framed glass hinged double door case. For general purpose use throughout the facility.
D3295 | Chair, Rotary, Laboratory, Dental | 10 | VV | Rotary dental laboratory chair. The chair is used by technicians while working at a bench. Chairs also have casters and an adjustable backrest.
E0140 | Workstation, Laboratory, Mobile | 14 | VV | Mobile laboratory workstation/cart with 3 adjustable shelves. Flexible configurations available that may include prewired power and gas services, LED task lighting, integral On/Off switch. Work surface options are stainless steel, hardwood, composite resin or high-pressure laminate. Minimum 900 pound load capacity. Can be used as a stand-alone component or integrated into laboratory casework array, and/or general purpose use throughout the facility.
E0706 | Table, Process, Adj Height, 5 Drawer, 60"W x 24"D | 2 | VV | Height adjustable table. The table is available in plastic laminate or chemical resistant material (Chem-Surf). Casters or glides are options with some tables. All surfaces will accept various storage components underneath. These tables are available in 24" or 30" depth. THIS TYPICAL INCLUDES: 1 height adjustable table; 1 storage frame; 3 drawers, 3"H; 1 drawer, 6"H; 1 drawer, 9"H and drawer organizer bins.
F2000 | Basket, Wastepaper, Fire Resistant | 1 | VV | Wastepaper basket, fire resistant, approximately 40 quart capacity. This unit is used to collect and temporarily store small quantities of paper refuse in patient rooms, administrative areas and nursing stations. Size and shape varies depending on the application and manufacturer selected.
F3010 | Board, Bulletin, 48 x 48 | 1 | VV | Open face bulletin board. Cork posting panel with moisture proof backing. Variety of frames to choose from. Used for posting notes and messages.
M3072 | Frame, Infectious Waste Bag w/Lid | 1 | VV | Frame for an infectious waste collection bag. Made of heavy tubular stainless steel with heavy gauge welded steel platform. Adjust to hold 18" or 25" trash bags. Mounted on ball bearing casters and includes permanently mounted hinged lid. Provides means of bagging infectious waste at point of waste generation.
R6070 | Refrigerator/Freezer, Biological, Upright, 18 Cu Ft | 2 | VV | Biological refrigerator with freezer. This unit includes a freezer compartment for general laboratory use. Its independent direct-set temperature controllers allow temperature selection for +2Â° to 14Â°C for the refrigerator, and from -20Â° to -30Â°C for the freezer.
3 - SC703 - BLR&D Ghost Corridor, R&D | 3 - SC703 - BLR&D Ghost Corridor, R&D | 3 - SC703 - BLR&D Ghost Corridor, R&D | 3 - SC703 - BLR&D Ghost Corridor, R&D | 3 - SC703 - BLR&D Ghost Corridor, R&D
JSN | NAME | QTY | ACQ | DESCRIPTION
4 - SC704 - BLR&D Bench Support, R&D | 4 - SC704 - BLR&D Bench Support, R&D | 4 - SC704 - BLR&D Bench Support, R&D | 4 - SC704 - BLR&D Bench Support, R&D | 4 - SC704 - BLR&D Bench Support, R&D
JSN | NAME | QTY | ACQ | DESCRIPTION
A5075 | Dispenser, Soap, Disposable | 1 | VV | Disposable soap dispenser. One-handed dispensing operation. Designed to accommodate disposable soap cartridge and valve.
A5082 | Dispenser, Paper Towel, Sensor, Hands Free | 1 | CC | A surface mounted, sensor activated, automatic, roll paper towel dispenser. The unit dispenses a paper towel automatically only when hands are place in position below the dispenser for maximum sanitation and hygiene. May include adjustable settings for sheet length, time delay, and sensor range. Unit is battery operated or with optional AC power adapter.
A5107 | Dispenser, Glove, Surgical/Examination, Wall Mntd | 1 | VV | Examination three (Small Medium, Large) glove dispenser box for wall mounting. Fabricated of either cold rolled steel with a white baked enamel finish, plastic or acrylic. Hardware not included, Option 3 powder coated steel.
A5145 | Hook, Garment, Double, SS, Surface Mounted | 1 | CC | A surface mounted, satin finish stainless steel, double garment hook. Equipped with a concealed mounting bracket that is secured to a concealed wall plate. For general purpose use throughout the facility to hang various items of apparel.
C0051 | Pegboard, Glassware, 30x30x6 | 1 | CC | Glassware pegboard with drip trough and pegs, suitable for holding a wide variety of lab glassware. The pegboard is available in various materials (epoxy resin, stainless steel, and wood) and with or without finished back. The pegs are generally made of polypropylene and are available in various lengths which determines the number of pegs that are provided. Pricing is based upon an epoxy resin construction without finished back, 6.5" length pegs, and a 5" depth drip trough.
C05P0 | Cabinet, Sink, U/C/B, 2 Door, 36x48x22 | 1 | CC | Standing height under counter base sink cabinet with solid hinged doors. Also referred to as a double-door sink cabinet. For general purpose use throughout the facility where a sink is to be used. Coordinate actual clear cabinet dimension with the actual outside dimension of sink that is specified to ensure that they are compatible.
CS270 | Sink, Epoxy Resin, 11x18x15 ID | 1 | CC | One-piece cast epoxy resin sink (composition of molded epoxy resins and inert materials) connected with a drain and provided with a mixing faucet. For use in U/C/B sink cabinets and mounted under the epoxy resin countertops/work surfaces found in lab areas requiring optimum physical chemical resisting properties. For general purpose use in a lab area.
CT060 | Countertop, Modified Epoxy Resin | 1 | CC | Modified epoxy resin countertop (composition of molded epoxy resins and inert materials) having a low sheen surface finish, standard thickness of 1", and a 4" butt backsplash/curb. Also referred to as a work surface or work top. Available in a choice of colors and depths. Used in lab areas requiring optimum physical and chemical resisting properties.
CW140 | Cabinet, Floor Standing, 5 SH, 2 GDO, ST, 98x36x22 | 2 | CC | Floor standing storage cabinet with five adjustable shelves, framed glass hinged doors, and sloping top. Also referred to as a framed glass hinged double door case. For general purpose use throughout the facility.
F2000 | Basket, Wastepaper, Fire Resistant | 1 | VV | Wastepaper basket, fire resistant, approximately 40 quart capacity. This unit is used to collect and temporarily store small quantities of paper refuse in patient rooms, administrative areas and nursing stations. Size and shape varies depending on the application and manufacturer selected.
M3072 | Frame, Infectious Waste Bag w/Lid | 1 | VV | Frame for an infectious waste collection bag. Made of heavy tubular stainless steel with heavy gauge welded steel platform. Adjust to hold 18" or 25" trash bags. Mounted on ball bearing casters and includes permanently mounted hinged lid. Provides means of bagging infectious waste at point of waste generation.
P5215 | Recessed, Emergency Shower/ Eye Wash | 1 | CC | Deluge safety shower. This is a complete, maximum protection safety station consisting of an emergency shower and a recessed eye/face wash fixture. Used anywhere exposure to hazardous substances may occur.
3 - BLR&D SERVICE SUPPORT AREA | 3 - BLR&D SERVICE SUPPORT AREA | 3 - BLR&D SERVICE SUPPORT AREA | 3 - BLR&D SERVICE SUPPORT AREA | 3 - BLR&D SERVICE SUPPORT AREA
1 - SC711 - BLR&D Core Room, R&D | 1 - SC711 - BLR&D Core Room, R&D | 1 - SC711 - BLR&D Core Room, R&D | 1 - SC711 - BLR&D Core Room, R&D | 1 - SC711 - BLR&D Core Room, R&D
JSN | NAME | QTY | ACQ | DESCRIPTION
A5075 | Dispenser, Soap, Disposable | 1 | VV | Disposable soap dispenser. One-handed dispensing operation. Designed to accommodate disposable soap cartridge and valve.
A5082 | Dispenser, Paper Towel, Sensor, Hands Free | 1 | CC | A surface mounted, sensor activated, automatic, roll paper towel dispenser. The unit dispenses a paper towel automatically only when hands are place in position below the dispenser for maximum sanitation and hygiene. May include adjustable settings for sheet length, time delay, and sensor range. Unit is battery operated or with optional AC power adapter.
A5107 | Dispenser, Glove, Surgical/Examination, Wall Mntd | 1 | VV | Examination three (Small Medium, Large) glove dispenser box for wall mounting. Fabricated of either cold rolled steel with a white baked enamel finish, plastic or acrylic. Hardware not included, Option 3 powder coated steel.
A5145 | Hook, Garment, Double, SS, Surface Mounted | 1 | CC | A surface mounted, satin finish stainless steel, double garment hook. Equipped with a concealed mounting bracket that is secured to a concealed wall plate. For general purpose use throughout the facility to hang various items of apparel.
C0051 | Pegboard, Glassware, 30x30x6 | 1 | CC | Glassware pegboard with drip trough and pegs, suitable for holding a wide variety of lab glassware. The pegboard is available in various materials (epoxy resin, stainless steel, and wood) and with or without finished back. The pegs are generally made of polypropylene and are available in various lengths which determines the number of pegs that are provided. Pricing is based upon an epoxy resin construction without finished back, 6.5" length pegs, and a 5" depth drip trough.
C05P0 | Cabinet, Sink, U/C/B, 2 Door, 36x48x22 | 1 | CC | Standing height under counter base sink cabinet with solid hinged doors. Also referred to as a double-door sink cabinet. For general purpose use throughout the facility where a sink is to be used. Coordinate actual clear cabinet dimension with the actual outside dimension of sink that is specified to ensure that they are compatible.
CS270 | Sink, Epoxy Resin, 11x18x15 ID | 1 | CC | One-piece cast epoxy resin sink (composition of molded epoxy resins and inert materials) connected with a drain and provided with a mixing faucet. For use in U/C/B sink cabinets and mounted under the epoxy resin countertops/work surfaces found in lab areas requiring optimum physical chemical resisting properties. For general purpose use in a lab area.
CT060 | Countertop, Modified Epoxy Resin | 1 | CC | Modified epoxy resin countertop (composition of molded epoxy resins and inert materials) having a low sheen surface finish, standard thickness of 1", and a 4" butt backsplash/curb. Also referred to as a work surface or work top. Available in a choice of colors and depths. Used in lab areas requiring optimum physical and chemical resisting properties.
CW140 | Cabinet, Floor Standing, 5 SH, 2 GDO, ST, 98x36x22 | 1 | CC | Floor standing storage cabinet with five adjustable shelves, framed glass hinged doors, and sloping top. Also referred to as a framed glass hinged double door case. For general purpose use throughout the facility.
E0140 | Workstation, Laboratory, Mobile | 2 | VV | Mobile laboratory workstation/cart with 3 adjustable shelves. Flexible configurations available that may include prewired power and gas services, LED task lighting, integral On/Off switch. Work surface options are stainless steel, hardwood, composite resin or high-pressure laminate. Minimum 900 pound load capacity. Can be used as a stand-alone component or integrated into laboratory casework array, and/or general purpose use throughout the facility.
F2000 | Basket, Wastepaper, Fire Resistant | 1 | VV | Wastepaper basket, fire resistant, approximately 40 quart capacity. This unit is used to collect and temporarily store small quantities of paper refuse in patient rooms, administrative areas and nursing stations. Size and shape varies depending on the application and manufacturer selected.
L1500 | Centrifuge, Medium Duty, Refrigerated, Floor Model | 1 | VV | Laboratory centrifuge. This is a medium to large capacity unit with an operating range of -20 degrees to 40 degrees C. It permits running samples at body temperature. It also has a rotor imbalance detector and an auto-shut down capability if the rotor load is out of balance. The unit is constructed of a stainless steel chamber with a rear exhaust and is a low heat output unit. Used in laboratories to spin samples for further analysis.
M3072 | Frame, Infectious Waste Bag w/Lid | 1 | VV | Frame for an infectious waste collection bag. Made of heavy tubular stainless steel with heavy gauge welded steel platform. Adjust to hold 18" or 25" trash bags. Mounted on ball bearing casters and includes permanently mounted hinged lid. Provides means of bagging infectious waste at point of waste generation.
R5100 | Freezer, Biological,-85, 19-25 Cubic Feet, Upright | 1 | VV | Biological freezer, -85 degrees centigrade, 19-25 cubic feet with temperature recorder, remote alarm, and storage baskets. Optional auxiliary water cooling available. Upright type freezer.
2 - SC712 - BLR&D Microscopy Room, R&D | 2 - SC712 - BLR&D Microscopy Room, R&D | 2 - SC712 - BLR&D Microscopy Room, R&D | 2 - SC712 - BLR&D Microscopy Room, R&D | 2 - SC712 - BLR&D Microscopy Room, R&D
JSN | NAME | QTY | ACQ | DESCRIPTION
CME01 | Cabinet, Mobile, Epoxy Top, 3 DR, 30x24x20 | 1 | VV | Steel sitting height mobile storage cabinet with heavy duty locking swivel casters, three drawers with interlock and epoxy top. Load rating of 500 pounds. For general purpose use throughout the facility.
CW140 | Cabinet, Floor Standing, 5 SH, 2 GDO, ST, 98x36x22 | 3 | CC | Floor standing storage cabinet with five adjustable shelves, framed glass hinged doors, and sloping top. Also referred to as a framed glass hinged double door case. For general purpose use throughout the facility.
D3295 | Chair, Rotary, Laboratory, Dental | 2 | VV | Rotary dental laboratory chair. The chair is used by technicians while working at a bench. Chairs also have casters and an adjustable backrest.
E0140 | Workstation, Laboratory, Mobile | 1 | VV | Mobile laboratory workstation/cart with 3 adjustable shelves. Flexible configurations available that may include prewired power and gas services, LED task lighting, integral On/Off switch. Work surface options are stainless steel, hardwood, composite resin or high-pressure laminate. Minimum 900 pound load capacity. Can be used as a stand-alone component or integrated into laboratory casework array, and/or general purpose use throughout the facility.
F2000 | Basket, Wastepaper, Fire Resistant | 1 | VV | Wastepaper basket, fire resistant, approximately 40 quart capacity. This unit is used to collect and temporarily store small quantities of paper refuse in patient rooms, administrative areas and nursing stations. Size and shape varies depending on the application and manufacturer selected.
L0150 | Microscope System, Confocal | 1 | VV | Confocal Microscope, or most frequently confocal scanning microscope is is an optical imaging system which uses an optical imaging technique for increasing optical resolution and contrast of a micrograph by means of using a spatial pinhole to block out-of-focus light in image formation. System includes excitation laser scanning microscope, Class 4 IR pulsed laser unit, laser safety chamber, detector unit, hardware controller, anti-vibration table, computer workstation running Microsoft Windows 64bit Professional with accelerated graphics card. Options may include multiple laser units, laser exhaust connection and compressed air connection to drive optical table(s).
M1801 | Computer, Microprocessing, w/Flat Panel Monitor | 1 | VV | Desk top microprocessing computer. The unit shall consist of a central processing mini tower, flat panel monitor, keyboard, mouse and speakers. The system shall have the following minimum characteristics: a 2.8 GHz Pentium processor; 512 MB memory; 80GB hard drive; 32/48x CD-ROMDVD combo; 1.44MB network interface card; video 32 MB NVIDIA; a 18 inch flat panel monitor. The computer is used throughout the facility to input, manipulate and retrieve information.
M2025 | Rack, Storage, Cylinder, Gas | 1 | VV | Medical gas cylinder storage rack. Unit is a modular cage frame for holding various sizes of gas cylinders. Nylon or fabric securing straps can be attached to the frame bars to stabilize gas cylinders. Add additional units or specify size as required when ordering. This item is often locally fabricated.
M3072 | Frame, Infectious Waste Bag w/Lid | 1 | VV | Frame for an infectious waste collection bag. Made of heavy tubular stainless steel with heavy gauge welded steel platform. Adjust to hold 18" or 25" trash bags. Mounted on ball bearing casters and includes permanently mounted hinged lid. Provides means of bagging infectious waste at point of waste generation.
3 - SC713 - BLR&D Glassware Washing / Sterilization Room, R&D | 3 - SC713 - BLR&D Glassware Washing / Sterilization Room, R&D | 3 - SC713 - BLR&D Glassware Washing / Sterilization Room, R&D | 3 - SC713 - BLR&D Glassware Washing / Sterilization Room, R&D | 3 - SC713 - BLR&D Glassware Washing / Sterilization Room, R&D
JSN | NAME | QTY | ACQ | DESCRIPTION
A5082 | Dispenser, Paper Towel, Sensor, Hands Free | 1 | CC | A surface mounted, sensor activated, automatic, roll paper towel dispenser. The unit dispenses a paper towel automatically only when hands are place in position below the dispenser for maximum sanitation and hygiene. May include adjustable settings for sheet length, time delay, and sensor range. Unit is battery operated or with optional AC power adapter.
C0051 | Pegboard, Glassware, 30x30x6 | 1 | CC | Glassware pegboard with drip trough and pegs, suitable for holding a wide variety of lab glassware. The pegboard is available in various materials (epoxy resin, stainless steel, and wood) and with or without finished back. The pegs are generally made of polypropylene and are available in various lengths which determines the number of pegs that are provided. Pricing is based upon an epoxy resin construction without finished back, 6.5" length pegs, and a 5" depth drip trough.
K1860 | Sink, Pot, Triple Compartment, w/Drainboards | 1 | CC | Pot washing and scraping counter. This unit has three sink compartments and is constructed of stainless steel. The dimensions should be specified as required. See JSN K2620 for disposers and K9320 for pre-rinse hoses. Some models are built to accommodate two faucets. See related dishwashing and scullery triple compartment sinks at JSNs K1800 and K6660. This unit is used to wash pots in food service operations of hospitals, hotels and restaurants.
L3160 | Washer, Labware, Steam | 1 | CC | Single door, steam operated, cabinet mounted, metalware and glassware washer, approximately 80" H x 39" W x 31" D. Used in hospitals to wash glassware and metal utensils. Optional electric heating may be available (add 40 Amps to power requirements).
M2055 | Shelving, Storage, Wire, CRS, w/Adjustable Shelves | 2 | VV | Stationary, wire, shelving unit. Unit has fully adjustable shelves constructed of stainless steel. For use in general purpose storage areas. Shelving is provided in various sizes and configurations. Price provided is for a unit approximately 74"H x 18"D x 48"W with four shelves.
P5215 | Recessed, Emergency Shower/ Eye Wash | 1 | CC | Deluge safety shower. This is a complete, maximum protection safety station consisting of an emergency shower and a recessed eye/face wash fixture. Used anywhere exposure to hazardous substances may occur.
R4650 | Ice Maker, Flaked, With Dispenser | 1 | CC | Ice maker dispenser approximately 71" H x 19"D x 24"W. This unit provides flaked ice and cooled water automatically. The unit has a daily capacity up to 650 pounds and a 100 pound capacity stainless steel storage compartment with water station. Unit may be free-standing or counter-mounted, automatic load ice dispenser for food service and healthcare use. The unit is used in healthcare institutions and various commercial food service operations for dispensing ice.
S0237 | Sterilizer,ELEC,VAC,2DO,RCSD 1WLL, 20x20x38 Cham | 2 | CC | A recessed mounted (through one wall), double power doors (vertical sliding), vacuum, sterilizer with integral steam generator. The unit is controlled by a microcomputer that monitors and controls all unit operations and functions and provides both audible and visual indications of deviations. A printer-recorder documents and records each cycle performance. For general purpose pre-vacuum or gravity steam sterilization of hospital and laboratory supplies at temperatures in the range from 110Â°C to 135Â°C (230Â°F to 275Â°F). A liquid cycle is also provided at temperatures in the range from 100Â°C to 121Â°C (212Â°F to 250Â°F). NOTE: Various electrical configurations are available for the integral steam generator, for pricing purposes 208V, 50/60HZ, 3PH, 84AMPS is used.
S0295 | Loading Car & Transfer Carriage, 20x20x38 Chamber | 2 | CC | Loading car, transfer carriage, and chamber tracks, for use with sterilizers having a 20x20x38 chamber. Loading car is a welded, CRS framework with two removable shelves of CRS welded sheet metal and wire. Transfer carriage is constructed of welded stainless steel with bottom shelf and four swivel casters. For loading and unloading 20x20x38 sterilizers and for transferring goods to and from processing areas.
4 - SC714 - BLR&D Walk-in Refrigerator / Cold Room, R&D | 4 - SC714 - BLR&D Walk-in Refrigerator / Cold Room, R&D | 4 - SC714 - BLR&D Walk-in Refrigerator / Cold Room, R&D | 4 - SC714 - BLR&D Walk-in Refrigerator / Cold Room, R&D | 4 - SC714 - BLR&D Walk-in Refrigerator / Cold Room, R&D
JSN | NAME | QTY | ACQ | DESCRIPTION
M2070 | Shelving, Storage, 77hx36wx18d | 4 | VV | Storage shelving unit approximately 77" H X 36" W X 18" D. Corrosion resistant baked enamel, galvanized or stainless steel open unit with adjustable shelves. The closed version is also available. For use in the storage room.
R8600 | Refrigerator, Prefab, 320 Cubic Feet | 1 | CC | Prefabricated refrigerator, approximately 108x108x108. Unit is an architect planned, custom-sized, walk-in cooler. It has a side or ceiling mounted self-contained and easily serviced refrigeration system. Unit is used for bulk, indoor cold storage in commercial institutions and hospital kitchens. Size and shape may vary depending on site configuration.
5 - SC715 - BLR&D Research Informatics Room, R&D | 5 - SC715 - BLR&D Research Informatics Room, R&D | 5 - SC715 - BLR&D Research Informatics Room, R&D | 5 - SC715 - BLR&D Research Informatics Room, R&D | 5 - SC715 - BLR&D Research Informatics Room, R&D
JSN | NAME | QTY | ACQ | DESCRIPTION
A1010 | Telecommunication Outlet | 3 | CC | Telecommunication outlet location.
F0280 | Chair, Swivel, Low Back | 2 | VV | Low back contemporary swivel chair, 37" high X 25" wide X 31" deep with a five (5) caster swivel base, arms and foam padded seat and back upholstered with either woven textile fabric or vinyl.
F0640 | Desk, Single Pedestal | 1 | VV | Single pedestal flat top desk, 30" high X 66" wide X 30" deep with right or left hand pedestal, one (1) box drawer, one (1) file drawer, modesty panel and floor glides.
F2000 | Basket, Wastepaper, Fire Resistant | 1 | VV | Wastepaper basket, fire resistant, approximately 40 quart capacity. This unit is used to collect and temporarily store small quantities of paper refuse in patient rooms, administrative areas and nursing stations. Size and shape varies depending on the application and manufacturer selected.
M2055 | Shelving, Storage, Wire, CRS, w/Adjustable Shelves | 1 | VV | Stationary, wire, shelving unit. Unit has fully adjustable shelves constructed of stainless steel. For use in general purpose storage areas. Shelving is provided in various sizes and configurations. Price provided is for a unit approximately 74"H x 18"D x 48"W with four shelves.
6 - SC716 - BLR&D General Storage Room, R&D | 6 - SC716 - BLR&D General Storage Room, R&D | 6 - SC716 - BLR&D General Storage Room, R&D | 6 - SC716 - BLR&D General Storage Room, R&D | 6 - SC716 - BLR&D General Storage Room, R&D
JSN | NAME | QTY | ACQ | DESCRIPTION
M2055 | Shelving, Storage, Wire, CRS, w/Adjustable Shelves | 4 | VV | Stationary, wire, shelving unit. Unit has fully adjustable shelves constructed of stainless steel. For use in general purpose storage areas. Shelving is provided in various sizes and configurations. Price provided is for a unit approximately 74"H x 18"D x 48"W with four shelves.
7 - SC717 - BLR&D Equipment Room, R&D | 7 - SC717 - BLR&D Equipment Room, R&D | 7 - SC717 - BLR&D Equipment Room, R&D | 7 - SC717 - BLR&D Equipment Room, R&D | 7 - SC717 - BLR&D Equipment Room, R&D
JSN | NAME | QTY | ACQ | DESCRIPTION
M2055 | Shelving, Storage, Wire, CRS, w/Adjustable Shelves | 4 | VV | Stationary, wire, shelving unit. Unit has fully adjustable shelves constructed of stainless steel. For use in general purpose storage areas. Shelving is provided in various sizes and configurations. Price provided is for a unit approximately 74"H x 18"D x 48"W with four shelves.
R5100 | Freezer, Biological,-85, 19-25 Cubic Feet, Upright | 2 | VV | Biological freezer, -85 degrees centigrade, 19-25 cubic feet with temperature recorder, remote alarm, and storage baskets. Optional auxiliary water cooling available. Upright type freezer.
R6070 | Refrigerator/Freezer, Biological, Upright, 18 Cu Ft | 2 | VV | Biological refrigerator with freezer. This unit includes a freezer compartment for general laboratory use. Its independent direct-set temperature controllers allow temperature selection for +2Â° to 14Â°C for the refrigerator, and from -20Â° to -30Â°C for the freezer.
8 - SC718 - BLR&D Service Core, R&D | 8 - SC718 - BLR&D Service Core, R&D | 8 - SC718 - BLR&D Service Core, R&D | 8 - SC718 - BLR&D Service Core, R&D | 8 - SC718 - BLR&D Service Core, R&D
JSN | NAME | QTY | ACQ | DESCRIPTION
L1500 | Centrifuge, Medium Duty, Refrigerated, Floor Model | 1 | VV | Laboratory centrifuge. This is a medium to large capacity unit with an operating range of -20 degrees to 40 degrees C. It permits running samples at body temperature. It also has a rotor imbalance detector and an auto-shut down capability if the rotor load is out of balance. The unit is constructed of a stainless steel chamber with a rear exhaust and is a low heat output unit. Used in laboratories to spin samples for further analysis.
M2055 | Shelving, Storage, Wire, CRS, w/Adjustable Shelves | 2 | VV | Stationary, wire, shelving unit. Unit has fully adjustable shelves constructed of stainless steel. For use in general purpose storage areas. Shelving is provided in various sizes and configurations. Price provided is for a unit approximately 74"H x 18"D x 48"W with four shelves.
R5100 | Freezer, Biological,-85, 19-25 Cubic Feet, Upright | 2 | VV | Biological freezer, -85 degrees centigrade, 19-25 cubic feet with temperature recorder, remote alarm, and storage baskets. Optional auxiliary water cooling available. Upright type freezer.
R6070 | Refrigerator/Freezer, Biological, Upright, 18 Cu Ft | 1 | VV | Biological refrigerator with freezer. This unit includes a freezer compartment for general laboratory use. Its independent direct-set temperature controllers allow temperature selection for +2Â° to 14Â°C for the refrigerator, and from -20Â° to -30Â°C for the freezer.
9 - SC719 - BLR&D Darkroom, R&D | 9 - SC719 - BLR&D Darkroom, R&D | 9 - SC719 - BLR&D Darkroom, R&D | 9 - SC719 - BLR&D Darkroom, R&D | 9 - SC719 - BLR&D Darkroom, R&D
JSN | NAME | QTY | ACQ | DESCRIPTION
A5075 | Dispenser, Soap, Disposable | 1 | VV | Disposable soap dispenser. One-handed dispensing operation. Designed to accommodate disposable soap cartridge and valve.
A5082 | Dispenser, Paper Towel, Sensor, Hands Free | 1 | CC | A surface mounted, sensor activated, automatic, roll paper towel dispenser. The unit dispenses a paper towel automatically only when hands are place in position below the dispenser for maximum sanitation and hygiene. May include adjustable settings for sheet length, time delay, and sensor range. Unit is battery operated or with optional AC power adapter.
C0051 | Pegboard, Glassware, 30x30x6 | 1 | CC | Glassware pegboard with drip trough and pegs, suitable for holding a wide variety of lab glassware. The pegboard is available in various materials (epoxy resin, stainless steel, and wood) and with or without finished back. The pegs are generally made of polypropylene and are available in various lengths which determines the number of pegs that are provided. Pricing is based upon an epoxy resin construction without finished back, 6.5" length pegs, and a 5" depth drip trough.
C05P0 | Cabinet, Sink, U/C/B, 2 Door, 36x48x22 | 1 | CC | Standing height under counter base sink cabinet with solid hinged doors. Also referred to as a double-door sink cabinet. For general purpose use throughout the facility where a sink is to be used. Coordinate actual clear cabinet dimension with the actual outside dimension of sink that is specified to ensure that they are compatible.
CME01 | Cabinet, Mobile, Epoxy Top, 3 DR, 30x24x20 | 1 | VV | Steel sitting height mobile storage cabinet with heavy duty locking swivel casters, three drawers with interlock and epoxy top. Load rating of 500 pounds. For general purpose use throughout the facility.
CS260 | Sink, Epoxy Resin, 10x25x15 ID | 1 | CC | One-piece cast epoxy resin sink (composition of molded epoxy resins and inert materials) connected with a drain and provided with a mixing faucet. For use in suspended or U/C/B sink cabinets and mounted under the epoxy resin countertops/work surfaces found in lab areas requiring optimum physical chemical resisting properties. For general purpose use in a lab area.
CT060 | Countertop, Modified Epoxy Resin | 1 | CC | Modified epoxy resin countertop (composition of molded epoxy resins and inert materials) having a low sheen surface finish, standard thickness of 1", and a 4" butt backsplash/curb. Also referred to as a work surface or work top. Available in a choice of colors and depths. Used in lab areas requiring optimum physical and chemical resisting properties.
D3295 | Chair, Rotary, Laboratory, Dental | 2 | VV | Rotary dental laboratory chair. The chair is used by technicians while working at a bench. Chairs also have casters and an adjustable backrest.
E0042 | Workcenter, Computer, Free Standing, 48" W | 1 | VV | THIS TYPICAL INCLUDES: 1 Tool Rail 2 Paper Tray 1 Diagonal Tray 1 Freestanding Work Surface 1 Mobile Pedestal, Box/File 1 Adjustable Keyboard Tray
E0140 | Workstation, Laboratory, Mobile | 6 | VV | Mobile laboratory workstation/cart with 3 adjustable shelves. Flexible configurations available that may include prewired power and gas services, LED task lighting, integral On/Off switch. Work surface options are stainless steel, hardwood, composite resin or high-pressure laminate. Minimum 900 pound load capacity. Can be used as a stand-alone component or integrated into laboratory casework array, and/or general purpose use throughout the facility.
F2010 | Basket, Wastepaper, Step-On | 1 | VV | "Step-on" wastepaper basket with inner liner and foot petal activated flip top.
M0755 | Flowmeter, Oxygen, Low Flow | 1 | VV | Oxygen flowmeter. Consists of a clear crystal flowtube calibrated to 3.5 or 8 LPM depending on manufacturer. For oxygen regulation in hospital settings. Database pricing includes DISS fitting and DISS power outlet and wall adapter. Other fitting and adapter configurations are available.
X4110 | Console, PACS, Remote View w/One 2MP Monitor | 1 | VV | One monitor remote viewing station for picture archiving and retrieval (PACS) system. This station is for use by providers outside of radiology to review images and results. Station includes local image storage, image manipulation, and simultaneous display of multiple images on a single monitor. Images are stored on a resident hard disk and roll off the disk as more recent images are sent to the station by radiology. Provider may request images from the PACS. Unit must be connected to the PACS by LAN for image and result receipt. Console must be DICOM compliant. Input may be by keyboard, mouse, trackball or voice activated commands.
X6650 | Safelight, Darkroom, Wall or Bench Mounted | 1 | CC | Darkroom safelight. This unit is suitable for direct or indirect lighting. This unit can be mounted on the wall, ceiling or counter top. The unit includes a 8 X 10 inch lens size, stainless steel trim, and gray baked enamel finish.
10 - SC721 - BLR&D Tissue Culture Room, R&D | 10 - SC721 - BLR&D Tissue Culture Room, R&D | 10 - SC721 - BLR&D Tissue Culture Room, R&D | 10 - SC721 - BLR&D Tissue Culture Room, R&D | 10 - SC721 - BLR&D Tissue Culture Room, R&D
JSN | NAME | QTY | ACQ | DESCRIPTION
A5075 | Dispenser, Soap, Disposable | 1 | VV | Disposable soap dispenser. One-handed dispensing operation. Designed to accommodate disposable soap cartridge and valve.
A5082 | Dispenser, Paper Towel, Sensor, Hands Free | 1 | CC | A surface mounted, sensor activated, automatic, roll paper towel dispenser. The unit dispenses a paper towel automatically only when hands are place in position below the dispenser for maximum sanitation and hygiene. May include adjustable settings for sheet length, time delay, and sensor range. Unit is battery operated or with optional AC power adapter.
A5107 | Dispenser, Glove, Surgical/Examination, Wall Mntd | 1 | VV | Examination three (Small Medium, Large) glove dispenser box for wall mounting. Fabricated of either cold rolled steel with a white baked enamel finish, plastic or acrylic. Hardware not included, Option 3 powder coated steel.
C0051 | Pegboard, Glassware, 30x30x6 | 1 | CC | Glassware pegboard with drip trough and pegs, suitable for holding a wide variety of lab glassware. The pegboard is available in various materials (epoxy resin, stainless steel, and wood) and with or without finished back. The pegs are generally made of polypropylene and are available in various lengths which determines the number of pegs that are provided. Pricing is based upon an epoxy resin construction without finished back, 6.5" length pegs, and a 5" depth drip trough.
C05P0 | Cabinet, Sink, U/C/B, 2 Door, 36x48x22 | 1 | CC | Standing height under counter base sink cabinet with solid hinged doors. Also referred to as a double-door sink cabinet. For general purpose use throughout the facility where a sink is to be used. Coordinate actual clear cabinet dimension with the actual outside dimension of sink that is specified to ensure that they are compatible.
CME01 | Cabinet, Mobile, Epoxy Top, 3 DR, 30x24x20 | 1 | VV | Steel sitting height mobile storage cabinet with heavy duty locking swivel casters, three drawers with interlock and epoxy top. Load rating of 500 pounds. For general purpose use throughout the facility.
CS260 | Sink, Epoxy Resin, 10x25x15 ID | 1 | CC | One-piece cast epoxy resin sink (composition of molded epoxy resins and inert materials) connected with a drain and provided with a mixing faucet. For use in suspended or U/C/B sink cabinets and mounted under the epoxy resin countertops/work surfaces found in lab areas requiring optimum physical chemical resisting properties. For general purpose use in a lab area.
CT060 | Countertop, Modified Epoxy Resin | 1 | CC | Modified epoxy resin countertop (composition of molded epoxy resins and inert materials) having a low sheen surface finish, standard thickness of 1", and a 4" butt backsplash/curb. Also referred to as a work surface or work top. Available in a choice of colors and depths. Used in lab areas requiring optimum physical and chemical resisting properties.
D3295 | Chair, Rotary, Laboratory, Dental | 2 | VV | Rotary dental laboratory chair. The chair is used by technicians while working at a bench. Chairs also have casters and an adjustable backrest.
E0140 | Workstation, Laboratory, Mobile | 1 | VV | Mobile laboratory workstation/cart with 3 adjustable shelves. Flexible configurations available that may include prewired power and gas services, LED task lighting, integral On/Off switch. Work surface options are stainless steel, hardwood, composite resin or high-pressure laminate. Minimum 900 pound load capacity. Can be used as a stand-alone component or integrated into laboratory casework array, and/or general purpose use throughout the facility.
E0965 | Cart, Pipette Storage | 2 | VV | Cart on casters with chemical resistant worksurfaces that is easy to disinfect for storage of instruments and supplies for assisting in tissue culture work.
F2010 | Basket, Wastepaper, Step-On | 1 | VV | "Step-on" wastepaper basket with inner liner and foot petal activated flip top.
F3010 | Board, Bulletin, 48 x 48 | 1 | VV | Open face bulletin board. Cork posting panel with moisture proof backing. Variety of frames to choose from. Used for posting notes and messages.
L0080 | Microscope, Inverted, Tissue Culture | 1 | VV | Inverted phase contrast microscope. Can be easily changed to accommodate various brightfield, darkfield or phase contrast transmitted light techniques. Unit has a selective light source, fluorescence system for maximum transmission and various filter and objective combinations to meet specific requirements while using different techniques. Used for tissue culture research and routine medical laboratory examinations. Unit to be equipped with lighting and exposure controls suitable for photomicroscopy. Provided with optional camera mount, and 35mm camera back. Unit includes inverted stage and light sources to accommodate tissue culture bottles. This is not a stereo microscope. Models identified are representative systems; specific configurations will result in varying costs.
L1502 | Centrifuge, Tabletop | 1 | VV | Tabletop laboratory centrifuge. This unit has a variable speed range of 1500 to 13000 RPM in part dependent on rotor assembly used. It includes a no brake option allowing rotor to spin to a gradual stop as well as the capability to enter combinations of time and RPM into the memory, and a door lock safety system. Heads accommodate a wide variety of tubes and can accommodate up to at least 76 tubes. Used in laboratories to prepare samples for further analysis.
L2316 | Cabinet, Bio Safety, Class II/A2, Bench Top, 6ft | 2 | CC | Class II, Type A2, benchtop biological safety cabinet. The unit includes two HEPA filters, one supply and one exhaust, zero probed, high intake velocity that averages 105 fpm, an audible alarm to notify operator of unsafe window positions an audio-visual alarm to monitor exhaust pressure, interior of type 304 stainless steel with side walls slotted for high velocity air return, an exterior of 16 gauge or heavier steel, two ground key petcocks, a grounded duplex receptacle. This unit requires 30/70% exhaust/recirc to the atmosphere, other sizes are available.
L2540 | Incubator, Co2, 2 Chamber | 2 | VV | Dual chamber Co2 incubator. The unit includes a temperature range of from 5 above ambient to 60 degrees centigrade, stainless steel construction, adjustable shelves, inner glass doors, 10 to 12 cubic foot capacity and a temperature safety controller. This is a fully automatic unit. It is used in laboratories to grow anaerobic bacterial cultures.
M3072 | Frame, Infectious Waste Bag w/Lid | 1 | VV | Frame for an infectious waste collection bag. Made of heavy tubular stainless steel with heavy gauge welded steel platform. Adjust to hold 18" or 25" trash bags. Mounted on ball bearing casters and includes permanently mounted hinged lid. Provides means of bagging infectious waste at point of waste generation.
R6070 | Refrigerator/Freezer, Biological, Upright, 18 Cu Ft | 1 | VV | Biological refrigerator with freezer. This unit includes a freezer compartment for general laboratory use. Its independent direct-set temperature controllers allow temperature selection for +2Â° to 14Â°C for the refrigerator, and from -20Â° to -30Â°C for the freezer.
11 - SC722 - BLR&D Isotope Room, R&D | 11 - SC722 - BLR&D Isotope Room, R&D | 11 - SC722 - BLR&D Isotope Room, R&D | 11 - SC722 - BLR&D Isotope Room, R&D | 11 - SC722 - BLR&D Isotope Room, R&D
JSN | NAME | QTY | ACQ | DESCRIPTION
A5075 | Dispenser, Soap, Disposable | 1 | VV | Disposable soap dispenser. One-handed dispensing operation. Designed to accommodate disposable soap cartridge and valve.
A5082 | Dispenser, Paper Towel, Sensor, Hands Free | 1 | CC | A surface mounted, sensor activated, automatic, roll paper towel dispenser. The unit dispenses a paper towel automatically only when hands are place in position below the dispenser for maximum sanitation and hygiene. May include adjustable settings for sheet length, time delay, and sensor range. Unit is battery operated or with optional AC power adapter.
A5107 | Dispenser, Glove, Surgical/Examination, Wall Mntd | 1 | VV | Examination three (Small Medium, Large) glove dispenser box for wall mounting. Fabricated of either cold rolled steel with a white baked enamel finish, plastic or acrylic. Hardware not included, Option 3 powder coated steel.
A5108 | Waste Disposal Unit, Sharps | 1 | VV | A container for collecting and transporting syringes and other sharps for decontamination and disposal. Available in 2 gallon and 8 gallon with locking rotor. Complies with OSHA regulations for handling sharps.
C0051 | Pegboard, Glassware, 30x30x6 | 1 | CC | Glassware pegboard with drip trough and pegs, suitable for holding a wide variety of lab glassware. The pegboard is available in various materials (epoxy resin, stainless steel, and wood) and with or without finished back. The pegs are generally made of polypropylene and are available in various lengths which determines the number of pegs that are provided. Pricing is based upon an epoxy resin construction without finished back, 6.5" length pegs, and a 5" depth drip trough.
C05P0 | Cabinet, Sink, U/C/B, 2 Door, 36x48x22 | 1 | CC | Standing height under counter base sink cabinet with solid hinged doors. Also referred to as a double-door sink cabinet. For general purpose use throughout the facility where a sink is to be used. Coordinate actual clear cabinet dimension with the actual outside dimension of sink that is specified to ensure that they are compatible.
CME01 | Cabinet, Mobile, Epoxy Top, 3 DR, 30x24x20 | 1 | VV | Steel sitting height mobile storage cabinet with heavy duty locking swivel casters, three drawers with interlock and epoxy top. Load rating of 500 pounds. For general purpose use throughout the facility.
CS260 | Sink, Epoxy Resin, 10x25x15 ID | 1 | CC | One-piece cast epoxy resin sink (composition of molded epoxy resins and inert materials) connected with a drain and provided with a mixing faucet. For use in suspended or U/C/B sink cabinets and mounted under the epoxy resin countertops/work surfaces found in lab areas requiring optimum physical chemical resisting properties. For general purpose use in a lab area.
CT060 | Countertop, Modified Epoxy Resin | 1 | CC | Modified epoxy resin countertop (composition of molded epoxy resins and inert materials) having a low sheen surface finish, standard thickness of 1", and a 4" butt backsplash/curb. Also referred to as a work surface or work top. Available in a choice of colors and depths. Used in lab areas requiring optimum physical and chemical resisting properties.
CW130 | Cabinet, Floor Standing, 5 SH, 2 GDO, ST, 98x30x22 | 2 | CC | Floor standing storage cabinet with five adjustable shelves, framed glass hinged doors, and sloping top. Also referred to as a framed glass hinged double door case. For general purpose use throughout the facility.
E0140 | Workstation, Laboratory, Mobile | 2 | VV | Mobile laboratory workstation/cart with 3 adjustable shelves. Flexible configurations available that may include prewired power and gas services, LED task lighting, integral On/Off switch. Work surface options are stainless steel, hardwood, composite resin or high-pressure laminate. Minimum 900 pound load capacity. Can be used as a stand-alone component or integrated into laboratory casework array, and/or general purpose use throughout the facility.
F2030 | Waste Receptacle, Radioisotope, Lead Line | 1 | VV | Disposal unit for low-level radioactive waste. Constructed of a minimum of 18-guage stainless steel and lined with .125" (3mm) lead. Approximately 20 quart capacity.
X9305 | Cabinet, Storage, Lead Lined | 1 | VV | Lead lined storage cabinet. This unit is constructed of rigid steel walls with a 1/16" lead liner between each wall. The lead liner is formed into the cover so that when closed, positive x-ray protection is assured. Designed to hold cassettes up to the 14" X 17" size. This unit is used in nuclear medicine and radioisotope lab.
12 - SC723 - BLR&D Isotope Work and Storage Room, R&D | 12 - SC723 - BLR&D Isotope Work and Storage Room, R&D | 12 - SC723 - BLR&D Isotope Work and Storage Room, R&D | 12 - SC723 - BLR&D Isotope Work and Storage Room, R&D | 12 - SC723 - BLR&D Isotope Work and Storage Room, R&D
JSN | NAME | QTY | ACQ | DESCRIPTION
A5075 | Dispenser, Soap, Disposable | 1 | VV | Disposable soap dispenser. One-handed dispensing operation. Designed to accommodate disposable soap cartridge and valve.
A5082 | Dispenser, Paper Towel, Sensor, Hands Free | 1 | CC | A surface mounted, sensor activated, automatic, roll paper towel dispenser. The unit dispenses a paper towel automatically only when hands are place in position below the dispenser for maximum sanitation and hygiene. May include adjustable settings for sheet length, time delay, and sensor range. Unit is battery operated or with optional AC power adapter.
C0051 | Pegboard, Glassware, 30x30x6 | 1 | CC | Glassware pegboard with drip trough and pegs, suitable for holding a wide variety of lab glassware. The pegboard is available in various materials (epoxy resin, stainless steel, and wood) and with or without finished back. The pegs are generally made of polypropylene and are available in various lengths which determines the number of pegs that are provided. Pricing is based upon an epoxy resin construction without finished back, 6.5" length pegs, and a 5" depth drip trough.
C05P0 | Cabinet, Sink, U/C/B, 2 Door, 36x48x22 | 1 | CC | Standing height under counter base sink cabinet with solid hinged doors. Also referred to as a double-door sink cabinet. For general purpose use throughout the facility where a sink is to be used. Coordinate actual clear cabinet dimension with the actual outside dimension of sink that is specified to ensure that they are compatible.
CME01 | Cabinet, Mobile, Epoxy Top, 3 DR, 30x24x20 | 1 | VV | Steel sitting height mobile storage cabinet with heavy duty locking swivel casters, three drawers with interlock and epoxy top. Load rating of 500 pounds. For general purpose use throughout the facility.
CS260 | Sink, Epoxy Resin, 10x25x15 ID | 1 | CC | One-piece cast epoxy resin sink (composition of molded epoxy resins and inert materials) connected with a drain and provided with a mixing faucet. For use in suspended or U/C/B sink cabinets and mounted under the epoxy resin countertops/work surfaces found in lab areas requiring optimum physical chemical resisting properties. For general purpose use in a lab area.
CT060 | Countertop, Modified Epoxy Resin | 1 | CC | Modified epoxy resin countertop (composition of molded epoxy resins and inert materials) having a low sheen surface finish, standard thickness of 1", and a 4" butt backsplash/curb. Also referred to as a work surface or work top. Available in a choice of colors and depths. Used in lab areas requiring optimum physical and chemical resisting properties.
CW130 | Cabinet, Floor Standing, 5 SH, 2 GDO, ST, 98x30x22 | 2 | CC | Floor standing storage cabinet with five adjustable shelves, framed glass hinged doors, and sloping top. Also referred to as a framed glass hinged double door case. For general purpose use throughout the facility.
E0140 | Workstation, Laboratory, Mobile | 2 | VV | Mobile laboratory workstation/cart with 3 adjustable shelves. Flexible configurations available that may include prewired power and gas services, LED task lighting, integral On/Off switch. Work surface options are stainless steel, hardwood, composite resin or high-pressure laminate. Minimum 900 pound load capacity. Can be used as a stand-alone component or integrated into laboratory casework array, and/or general purpose use throughout the facility.
F2030 | Waste Receptacle, Radioisotope, Lead Line | 1 | VV | Disposal unit for low-level radioactive waste. Constructed of a minimum of 18-guage stainless steel and lined with .125" (3mm) lead. Approximately 20 quart capacity.
X9305 | Cabinet, Storage, Lead Lined | 1 | VV | Lead lined storage cabinet. This unit is constructed of rigid steel walls with a 1/16" lead liner between each wall. The lead liner is formed into the cover so that when closed, positive x-ray protection is assured. Designed to hold cassettes up to the 14" X 17" size. This unit is used in nuclear medicine and radioisotope lab.
13 - SC724 - BLR&D Flow Cytometry, R&D | 13 - SC724 - BLR&D Flow Cytometry, R&D | 13 - SC724 - BLR&D Flow Cytometry, R&D | 13 - SC724 - BLR&D Flow Cytometry, R&D | 13 - SC724 - BLR&D Flow Cytometry, R&D
JSN | NAME | QTY | ACQ | DESCRIPTION
A5075 | Dispenser, Soap, Disposable | 1 | VV | Disposable soap dispenser. One-handed dispensing operation. Designed to accommodate disposable soap cartridge and valve.
A5082 | Dispenser, Paper Towel, Sensor, Hands Free | 1 | CC | A surface mounted, sensor activated, automatic, roll paper towel dispenser. The unit dispenses a paper towel automatically only when hands are place in position below the dispenser for maximum sanitation and hygiene. May include adjustable settings for sheet length, time delay, and sensor range. Unit is battery operated or with optional AC power adapter.
A5108 | Waste Disposal Unit, Sharps | 1 | VV | A container for collecting and transporting syringes and other sharps for decontamination and disposal. Available in 2 gallon and 8 gallon with locking rotor. Complies with OSHA regulations for handling sharps.
C0051 | Pegboard, Glassware, 30x30x6 | 1 | CC | Glassware pegboard with drip trough and pegs, suitable for holding a wide variety of lab glassware. The pegboard is available in various materials (epoxy resin, stainless steel, and wood) and with or without finished back. The pegs are generally made of polypropylene and are available in various lengths which determines the number of pegs that are provided. Pricing is based upon an epoxy resin construction without finished back, 6.5" length pegs, and a 5" depth drip trough.
C01D0 | Cabinet, U/C/B, 4 Drawer, 36x18x22 | 1 | CC | Standing height under counter base cabinet with four full width drawers of equal height. Also referred to as a drawer cabinet. For general purpose use throughout the facility.
C05G0 | Cabinet, U/C/B, 2 Shelf, 2 Door, 36x48x22 | 1 | CC | Standing height under counter base cabinet with two adjustable shelves and two solid hinged doors. Also referred to as a cupboard cabinet. For general purpose use throughout the facility.
C05P0 | Cabinet, Sink, U/C/B, 2 Door, 36x48x22 | 1 | CC | Standing height under counter base sink cabinet with solid hinged doors. Also referred to as a double-door sink cabinet. For general purpose use throughout the facility where a sink is to be used. Coordinate actual clear cabinet dimension with the actual outside dimension of sink that is specified to ensure that they are compatible.
CD025 | Shelving, Adjustable, Wall Mounted 30 x12 | 4 | VV | Adjustable wall mounted laboratory shelving with metal brackets and wall stands. Can be epoxy, powder coated or stainless steel . Shelf has a minimum depth of 8". Shelves are available in various sizes. For general purpose use.
CE050 | Cabinet, W/H, 2 SH, 2 GDO, Sloping Top, 38x48x13 | 1 | CC | Wall hung cabinet with two adjustable shelves, framed-glass hinged doors, and sloping top. Also referred to as a framed-glass hinged double door wall case. For general purpose use throughout the facility.
CME01 | Cabinet, Mobile, Epoxy Top, 3 DR, 30x24x20 | 1 | VV | Steel sitting height mobile storage cabinet with heavy duty locking swivel casters, three drawers with interlock and epoxy top. Load rating of 500 pounds. For general purpose use throughout the facility.
CS260 | Sink, Epoxy Resin, 10x25x15 ID | 1 | CC | One-piece cast epoxy resin sink (composition of molded epoxy resins and inert materials) connected with a drain and provided with a mixing faucet. For use in suspended or U/C/B sink cabinets and mounted under the epoxy resin countertops/work surfaces found in lab areas requiring optimum physical chemical resisting properties. For general purpose use in a lab area.
CT060 | Countertop, Modified Epoxy Resin | 1 | CC | Modified epoxy resin countertop (composition of molded epoxy resins and inert materials) having a low sheen surface finish, standard thickness of 1", and a 4" butt backsplash/curb. Also referred to as a work surface or work top. Available in a choice of colors and depths. Used in lab areas requiring optimum physical and chemical resisting properties.
CW130 | Cabinet, Floor Standing, 5 SH, 2 GDO, ST, 98x30x22 | 2 | CC | Floor standing storage cabinet with five adjustable shelves, framed glass hinged doors, and sloping top. Also referred to as a framed glass hinged double door case. For general purpose use throughout the facility.
E0140 | Workstation, Laboratory, Mobile | 2 | VV | Mobile laboratory workstation/cart with 3 adjustable shelves. Flexible configurations available that may include prewired power and gas services, LED task lighting, integral On/Off switch. Work surface options are stainless steel, hardwood, composite resin or high-pressure laminate. Minimum 900 pound load capacity. Can be used as a stand-alone component or integrated into laboratory casework array, and/or general purpose use throughout the facility.
L1055 | Cytometer, Flow, Advanced Laboratory | 1 | VV | Flow cytometer. This is a high-performance system used for innovative research in immunobiology, cell physiology, molecular biology, genetics, water quality and plant cell analysis. This system features the capability to analyze and to sort up to 6 colors simultaneously while performing complex multi-parameter applications such as DNA qualifications, functional studies, chromosome enumeration or physiological measurements.
14 - SC725 - BLR&D Fume Hood Room, R&D | 14 - SC725 - BLR&D Fume Hood Room, R&D | 14 - SC725 - BLR&D Fume Hood Room, R&D | 14 - SC725 - BLR&D Fume Hood Room, R&D | 14 - SC725 - BLR&D Fume Hood Room, R&D
JSN | NAME | QTY | ACQ | DESCRIPTION
A5075 | Dispenser, Soap, Disposable | 1 | VV | Disposable soap dispenser. One-handed dispensing operation. Designed to accommodate disposable soap cartridge and valve.
A5082 | Dispenser, Paper Towel, Sensor, Hands Free | 1 | CC | A surface mounted, sensor activated, automatic, roll paper towel dispenser. The unit dispenses a paper towel automatically only when hands are place in position below the dispenser for maximum sanitation and hygiene. May include adjustable settings for sheet length, time delay, and sensor range. Unit is battery operated or with optional AC power adapter.
A5107 | Dispenser, Glove, Surgical/Examination, Wall Mntd | 1 | VV | Examination three (Small Medium, Large) glove dispenser box for wall mounting. Fabricated of either cold rolled steel with a white baked enamel finish, plastic or acrylic. Hardware not included, Option 3 powder coated steel.
C0051 | Pegboard, Glassware, 30x30x6 | 1 | CC | Glassware pegboard with drip trough and pegs, suitable for holding a wide variety of lab glassware. The pegboard is available in various materials (epoxy resin, stainless steel, and wood) and with or without finished back. The pegs are generally made of polypropylene and are available in various lengths which determines the number of pegs that are provided. Pricing is based upon an epoxy resin construction without finished back, 6.5" length pegs, and a 5" depth drip trough.
C04P0 | Cabinet, Sink, U/C/B, 2 Door, 36x36x22 | 1 | CC | Standing height under counter base sink cabinet with solid hinged doors. Also referred to as a double-door sink cabinet. For general purpose use throughout the facility where a sink is to be used. Coordinate actual clear cabinet dimension with the actual outside dimension of sink that is specified to ensure that they are compatible.
CD025 | Shelving, Adjustable, Wall Mounted 30 x12 | 4 | VV | Adjustable wall mounted laboratory shelving with metal brackets and wall stands. Can be epoxy, powder coated or stainless steel . Shelf has a minimum depth of 8". Shelves are available in various sizes. For general purpose use.
CME01 | Cabinet, Mobile, Epoxy Top, 3 DR, 30x24x20 | 1 | VV | Steel sitting height mobile storage cabinet with heavy duty locking swivel casters, three drawers with interlock and epoxy top. Load rating of 500 pounds. For general purpose use throughout the facility.
CS260 | Sink, Epoxy Resin, 10x25x15 ID | 1 | CC | One-piece cast epoxy resin sink (composition of molded epoxy resins and inert materials) connected with a drain and provided with a mixing faucet. For use in suspended or U/C/B sink cabinets and mounted under the epoxy resin countertops/work surfaces found in lab areas requiring optimum physical chemical resisting properties. For general purpose use in a lab area.
CT060 | Countertop, Modified Epoxy Resin | 1 | CC | Modified epoxy resin countertop (composition of molded epoxy resins and inert materials) having a low sheen surface finish, standard thickness of 1", and a 4" butt backsplash/curb. Also referred to as a work surface or work top. Available in a choice of colors and depths. Used in lab areas requiring optimum physical and chemical resisting properties.
CW130 | Cabinet, Floor Standing, 5 SH, 2 GDO, ST, 98x30x22 | 2 | CC | Floor standing storage cabinet with five adjustable shelves, framed glass hinged doors, and sloping top. Also referred to as a framed glass hinged double door case. For general purpose use throughout the facility.
D3295 | Chair, Rotary, Laboratory, Dental | 2 | VV | Rotary dental laboratory chair. The chair is used by technicians while working at a bench. Chairs also have casters and an adjustable backrest.
E0140 | Workstation, Laboratory, Mobile | 2 | VV | Mobile laboratory workstation/cart with 3 adjustable shelves. Flexible configurations available that may include prewired power and gas services, LED task lighting, integral On/Off switch. Work surface options are stainless steel, hardwood, composite resin or high-pressure laminate. Minimum 900 pound load capacity. Can be used as a stand-alone component or integrated into laboratory casework array, and/or general purpose use throughout the facility.
F2010 | Basket, Wastepaper, Step-On | 1 | VV | "Step-on" wastepaper basket with inner liner and foot petal activated flip top.
F3010 | Board, Bulletin, 48 x 48 | 1 | VV | Open face bulletin board. Cork posting panel with moisture proof backing. Variety of frames to choose from. Used for posting notes and messages.
L2250 | Hood, Fume, Bench | 1 | CC | Benchtop fumehood. This is an auxiliary air type to be sized as required. The unit will have a remote switch with a pilot light, a fluorescent light, an acid resistant fan and blower housing. The minimum average face velocity shall be 100 fpm. It shall include a steel frame sash that is heat resistant to 71 degrees centigrade. The static pressure loss shall not exceed 0.22 inches of water at 100 fpm face velocity. Other accessories and gases are as defined during the design of the facility.
M2010 | Cabinet, Storage, Acid, Undercounter | 2 | CC | Undercounter acid/corrosives storage cabinet. Unit is of 18 gauge welded double wall with vents and grounding wire connections, leak proof sill and adjustable shelves. Equipped with built-in swinging doors and three-point locking doors. Note: Not recommended for phenol, sulfuric or nitric acids.
M2015 | Cabinet, Storage, Flammable, Freestanding | 2 | VV | Freestanding flammable safety storage cabinet. Size as required. Unit is of all welded steel wall construction with vented grounding attachments, raised leak proof door sill and adjustable shelving. Equipped with swinging doors and built-in key lock. Designed for storage of flammable fluids. Complies with OSHA standards, is FM approved and designed IAW NFPA 30.
P5215 | Recessed, Emergency Shower/ Eye Wash | 1 | CC | Deluge safety shower. This is a complete, maximum protection safety station consisting of an emergency shower and a recessed eye/face wash fixture. Used anywhere exposure to hazardous substances may occur.
15 - SB244 - BLR&D Housekeeping Aides Closet (HAC), Bldg Sprt | 15 - SB244 - BLR&D Housekeeping Aides Closet (HAC), Bldg Sprt | 15 - SB244 - BLR&D Housekeeping Aides Closet (HAC), Bldg Sprt | 15 - SB244 - BLR&D Housekeeping Aides Closet (HAC), Bldg Sprt | 15 - SB244 - BLR&D Housekeeping Aides Closet (HAC), Bldg Sprt
JSN | NAME | QTY | ACQ | DESCRIPTION
A5075 | Dispenser, Soap, Disposable | 1 | VV | Disposable soap dispenser. One-handed dispensing operation. Designed to accommodate disposable soap cartridge and valve.
A5080 | Dispenser, Paper Towel, SS, Surface Mounted | 1 | CC | A surface mounted, satin finish stainless steel, single-fold, paper towel dispenser. Dispenser features: tumbler lock; front hinged at bottom; and refill indicator slot. Minimum capacity 400 single-fold paper towels. For general purpose use throughout the facility.
A5107 | Dispenser, Glove, Surgical/Examination, Wall Mntd | 1 | VV | Examination three (Small Medium, Large) glove dispenser box for wall mounting. Fabricated of either cold rolled steel with a white baked enamel finish, plastic or acrylic. Hardware not included, Option 3 powder coated steel.
A5135 | Shelf, Utility W/ Mop/Broom Holders, SS, Surf Mntd | 1 | CC | A surface mounted, satin finish stainless steel, utility shelf with a maximum of 6 mop/broom holders and 5 rag hooks. Utility shelf features: 8" deep shelf; mounting brackets welded to shelf; spring activated rubber cam holders; and drying rod. Unit is available in various widths 30" (minimum, 3 holders and 2 hooks) to 48" (maximum, 6 holders and 5 hooks). For use in janitor closets. Pricing based on a 36" width.
F0500 | Cart, Janitor's | 1 | VV | Janitors cart, 38" high X 66" wide X 20" deep with 25 gallon heavy duty collection bag. Accommodations for locking vault and janitorial support items (broom, dust pan, chemicals, mop and mop bucket; not included).
F0505 | Bucket, Mop, With Wringer, 26 Quart | 1 | VV | Mobile mop bucket / wringer combination, approximately 35" H x 17" W x 22" D with four 2" casters. Total capacity is 26 quarts. Unit used for general hard surface floor maintenance.
P2000 | Eyewash, Wall Mounted, Hands-Free | 1 | CC | Wall mounted emergency eye wash station. The flow of water from the unit is activated by hand. Upon initiation of water flow the unit will operate hands free to provide streams of water to clear foreign particles or dilute caustic liquids from the eyes in emergency situations. Used in laboratories and areas of the hospital where employees are subject to foreign bodies or liquid material to the eyes.
P2451 | Valve, Mixing, Thermostatic, Eyewash | 1 | CC | Emergency tempering valve thermostatically mixes hot and cold water to provide a safe fluid supply for a single emergency eye/face wash with a flow rate of 10 gpm (38.8L)
P4700 | Sink, Mop, Molded Stone | 1 | CC | Mop service sink approximately 10"H x 36"W x 24"D. Also called a mop service basin and a mop receptor. Unit is made of molded stone and is a one piece item. It shall include a service faucet hose, hose bracket and mop hanger. Used in utility rooms for cleaning mops and floor cleaning equipment.
4 - BLR&D SERVICE STAFF AREA | 4 - BLR&D SERVICE STAFF AREA | 4 - BLR&D SERVICE STAFF AREA | 4 - BLR&D SERVICE STAFF AREA | 4 - BLR&D SERVICE STAFF AREA
1 - SS204 - BLR&D PI Office, Stff Sprt | 1 - SS204 - BLR&D PI Office, Stff Sprt | 1 - SS204 - BLR&D PI Office, Stff Sprt | 1 - SS204 - BLR&D PI Office, Stff Sprt | 1 - SS204 - BLR&D PI Office, Stff Sprt
JSN | NAME | QTY | ACQ | DESCRIPTION
A1010 | Telecommunication Outlet | 2 | CC | Telecommunication outlet location.
A1015 | Telephone, Desk, Multiple Line | 1 | VV | Telephone, desk, multiple line.
A5145 | Hook, Garment, Double, SS, Surface Mounted | 1 | CC | A surface mounted, satin finish stainless steel, double garment hook. Equipped with a concealed mounting bracket that is secured to a concealed wall plate. For general purpose use throughout the facility to hang various items of apparel.
E0078 | Workstation, L-Shaped w/Peninsula, Free Std, 78x72 | 1 | VV | This section will provide a whole work station typical to quickly plan work areas in clinical or administrative spaces. There will be a price decrease if typical work stations are used with vertical hanging strips instead of panels. THIS TYPICAL INCLUDES: 4 standard solid panels; 2 panel connectors, 2-way corner; 1 panel-to-panel connector; 2 finished end hardware; 1 cantilevered work surface; 1 peninsula work surface; 2 lockable flipper units; 2 shelf, storage/display; 2 lights; 1 tack board, 48"W; 1 tool rail, 30"W; 1 paper tray; 1 diagonal tray; 1 adjustable keyboard tray; 1 mobile pedestal, box/file.
F0110 | Bookcase, 3 Shelf | 1 | VV | Freestanding open metal shelf book case, approximately 60" high X 36" wide X 18" deep with three (3) adjustable shelves and four (4) non-marking floor glides.
F0205 | Chair, Side With Arms | 2 | VV | Upholstered side chair, 32" high X 21" wide X 23" deep with arms, padded seats and padded backs. Seat height is a minimum of 17". Available with or without sled base.
F0275 | Chair, Swivel, High Back | 1 | VV | Highback contemporary swivel chair, 41" high X 23" wide X 23" deep with five (5) caster swivel base and arms. Chair may be used at desks or in conference rooms. Back and seat are foam padded and upholstered with either woven textile fabric or vinyl.
F0420 | Cabinet, Filing, Lateral, Half Height | 1 | VV | Half height two (2) or three (3) drawer lateral filing cabinet, 28" high X 42" wide X 18" deep with recessed handles, locking device and drawer label holders. Drawers are adaptable to either letter or legal size materials.
F2000 | Basket, Wastepaper, Fire Resistant | 1 | VV | Wastepaper basket, fire resistant, approximately 40 quart capacity. This unit is used to collect and temporarily store small quantities of paper refuse in patient rooms, administrative areas and nursing stations. Size and shape varies depending on the application and manufacturer selected.
F3200 | Clock, Battery, 12" Diameter | 1 | VV | Clock, 12" diameter. Round surface, easy to read numbers with sweep second hand. Wall mounted unit for use when impractical to install a fully synchronized clock system. Battery operated, (batteries not included).
M1801 | Computer, Microprocessing, w/Flat Panel Monitor | 1 | VV | Desk top microprocessing computer. The unit shall consist of a central processing mini tower, flat panel monitor, keyboard, mouse and speakers. The system shall have the following minimum characteristics: a 2.8 GHz Pentium processor; 512 MB memory; 80GB hard drive; 32/48x CD-ROMDVD combo; 1.44MB network interface card; video 32 MB NVIDIA; a 18 inch flat panel monitor. The computer is used throughout the facility to input, manipulate and retrieve information.
2 - SS218 - BLR&D Research Associate Workstation, Stff Sprt | 2 - SS218 - BLR&D Research Associate Workstation, Stff Sprt | 2 - SS218 - BLR&D Research Associate Workstation, Stff Sprt | 2 - SS218 - BLR&D Research Associate Workstation, Stff Sprt | 2 - SS218 - BLR&D Research Associate Workstation, Stff Sprt
JSN | NAME | QTY | ACQ | DESCRIPTION
A1010 | Telecommunication Outlet | 2 | CC | Telecommunication outlet location.
A1015 | Telephone, Desk, Multiple Line | 1 | VV | Telephone, desk, multiple line.
E0120 | Workstation, Straight, Free Standing, 60" W | 1 | VV | This JSN will provide a whole work station typical to quickly plan work areas in clinical or administrative spaces. There will be a price decrease if typical work stations are used with vertical hanging strips instead of panels. THIS TYPICAL INCLUDES: 3 Standard Solid Panels 1 Panel - to Panel Connector 1 Panel Connector, 2-Way Corner 2 Finished End Hardware 1 Cantilevered, Work Surface 2 Lockable Flipper Units 2 Lights 1 Tack board 1 Tool Rail 1 Paper Tray 1 Diagonal Tray 1 Adjustable Keyboard Tray 1 Mobile Pedestal, Box/File 1 Support Panel
F0275 | Chair, Swivel, High Back | 1 | VV | Highback contemporary swivel chair, 41" high X 23" wide X 23" deep with five (5) caster swivel base and arms. Chair may be used at desks or in conference rooms. Back and seat are foam padded and upholstered with either woven textile fabric or vinyl.
F0420 | Cabinet, Filing, Lateral, Half Height | 1 | VV | Half height two (2) or three (3) drawer lateral filing cabinet, 28" high X 42" wide X 18" deep with recessed handles, locking device and drawer label holders. Drawers are adaptable to either letter or legal size materials.
F2000 | Basket, Wastepaper, Fire Resistant | 1 | VV | Wastepaper basket, fire resistant, approximately 40 quart capacity. This unit is used to collect and temporarily store small quantities of paper refuse in patient rooms, administrative areas and nursing stations. Size and shape varies depending on the application and manufacturer selected.
M1801 | Computer, Microprocessing, w/Flat Panel Monitor | 1 | VV | Desk top microprocessing computer. The unit shall consist of a central processing mini tower, flat panel monitor, keyboard, mouse and speakers. The system shall have the following minimum characteristics: a 2.8 GHz Pentium processor; 512 MB memory; 80GB hard drive; 32/48x CD-ROMDVD combo; 1.44MB network interface card; video 32 MB NVIDIA; a 18 inch flat panel monitor. The computer is used throughout the facility to input, manipulate and retrieve information.
3 - SS212 - BLR&D Collaboration Station, Stff Sprt | 3 - SS212 - BLR&D Collaboration Station, Stff Sprt | 3 - SS212 - BLR&D Collaboration Station, Stff Sprt | 3 - SS212 - BLR&D Collaboration Station, Stff Sprt | 3 - SS212 - BLR&D Collaboration Station, Stff Sprt
JSN | NAME | QTY | ACQ | DESCRIPTION
A1010 | Telecommunication Outlet | 2 | CC | Telecommunication outlet location.
A1011 | Telephone, Desk, 1 Line | 1 | VV | Telephone, desk, 1 line.
E0042 | Workcenter, Computer, Free Standing, 48" W | 1 | VV | THIS TYPICAL INCLUDES: 1 Tool Rail 2 Paper Tray 1 Diagonal Tray 1 Freestanding Work Surface 1 Mobile Pedestal, Box/File 1 Adjustable Keyboard Tray
F0275 | Chair, Swivel, High Back | 1 | VV | Highback contemporary swivel chair, 41" high X 23" wide X 23" deep with five (5) caster swivel base and arms. Chair may be used at desks or in conference rooms. Back and seat are foam padded and upholstered with either woven textile fabric or vinyl.
F0750 | Table, Office, (size as required) | 1 | VV | Office table, sized as required. May be used as either a four (4) to six (6) person conference table or as an extra work surface area.
F2000 | Basket, Wastepaper, Fire Resistant | 1 | VV | Wastepaper basket, fire resistant, approximately 40 quart capacity. This unit is used to collect and temporarily store small quantities of paper refuse in patient rooms, administrative areas and nursing stations. Size and shape varies depending on the application and manufacturer selected.
F3200 | Clock, Battery, 12" Diameter | 1 | VV | Clock, 12" diameter. Round surface, easy to read numbers with sweep second hand. Wall mounted unit for use when impractical to install a fully synchronized clock system. Battery operated, (batteries not included).
M1801 | Computer, Microprocessing, w/Flat Panel Monitor | 1 | VV | Desk top microprocessing computer. The unit shall consist of a central processing mini tower, flat panel monitor, keyboard, mouse and speakers. The system shall have the following minimum characteristics: a 2.8 GHz Pentium processor; 512 MB memory; 80GB hard drive; 32/48x CD-ROMDVD combo; 1.44MB network interface card; video 32 MB NVIDIA; a 18 inch flat panel monitor. The computer is used throughout the facility to input, manipulate and retrieve information.
4 - SS285 - BLR&D Huddle Room, Stff Sprt | 4 - SS285 - BLR&D Huddle Room, Stff Sprt | 4 - SS285 - BLR&D Huddle Room, Stff Sprt | 4 - SS285 - BLR&D Huddle Room, Stff Sprt | 4 - SS285 - BLR&D Huddle Room, Stff Sprt
JSN | NAME | QTY | ACQ | DESCRIPTION
A1010 | Telecommunication Outlet | 2 | CC | Telecommunication outlet location.
A1020 | Telephone, Conferencing System | 1 | VV | A tabletop telephone conferencing system typically found in a conference room. Features and accessories include 12-key telephone keypad, multiple conferencing navigation keys, console microphones, dynamic noise reduction, LCD display, caller ID and console loudspeaker.
A5212 | Bracket, Television, Wall-Mounted, Tilt/Angle | 1 | VV | A wall mounted, tilt/angled TV bracket for 37" to 80" TVs. Mount will be a universal and VESA compliant unit with a load capacity of up to 130 lbs.
A5220 | Bracket, Television, Wall Backing | 1 | CC | Wall mounted television bracket backing which provides additional support and strength for the installation of the television bracket. Option available for interior or exterior plate and sized for 12â€ 16â€ or 24â€ stud spacing.
F0225 | Chair, Dining Room | 4 | VV | Dining room chair with glides. Chair has straight legs with cushioned cloth or vinyl seat.
F0795 | Table, Dining | 1 | VV | Dining table. Round 42" diameter or square 42" X 42". Used in dining facilities and can comfortably seat up to four (4) persons.
M0507 | Video Teleconferencing System | 1 | VV | Shall be a video conferencing unit consisting of a camera, microphone, video/audio compression components, a component cart and a 32 inch monitor. It shall provide live audio-visual conferencing capabilities to dispersed geographic sites.
M0512 | Television, HDTV, Large Screen, 60" | 1 | VV | A high definition (HDTV) multimedia, slim design, 60"W to 65"W color television. The TV will have a 16.9 wide screen aspect ratio with full HD 1080p resolution and HDMI connections. TV may be LED, Plasma or LCD. TV will include a stand.
5 - SS218 - BLR&D Touch-down Workstation, Stff Sprt | 5 - SS218 - BLR&D Touch-down Workstation, Stff Sprt | 5 - SS218 - BLR&D Touch-down Workstation, Stff Sprt | 5 - SS218 - BLR&D Touch-down Workstation, Stff Sprt | 5 - SS218 - BLR&D Touch-down Workstation, Stff Sprt
JSN | NAME | QTY | ACQ | DESCRIPTION
A1010 | Telecommunication Outlet | 2 | CC | Telecommunication outlet location.
A1015 | Telephone, Desk, Multiple Line | 1 | VV | Telephone, desk, multiple line.
E0120 | Workstation, Straight, Free Standing, 60" W | 1 | VV | This JSN will provide a whole work station typical to quickly plan work areas in clinical or administrative spaces. There will be a price decrease if typical work stations are used with vertical hanging strips instead of panels. THIS TYPICAL INCLUDES: 3 Standard Solid Panels 1 Panel - to Panel Connector 1 Panel Connector, 2-Way Corner 2 Finished End Hardware 1 Cantilevered, Work Surface 2 Lockable Flipper Units 2 Lights 1 Tack board 1 Tool Rail 1 Paper Tray 1 Diagonal Tray 1 Adjustable Keyboard Tray 1 Mobile Pedestal, Box/File 1 Support Panel
F0275 | Chair, Swivel, High Back | 1 | VV | Highback contemporary swivel chair, 41" high X 23" wide X 23" deep with five (5) caster swivel base and arms. Chair may be used at desks or in conference rooms. Back and seat are foam padded and upholstered with either woven textile fabric or vinyl.
F0420 | Cabinet, Filing, Lateral, Half Height | 1 | VV | Half height two (2) or three (3) drawer lateral filing cabinet, 28" high X 42" wide X 18" deep with recessed handles, locking device and drawer label holders. Drawers are adaptable to either letter or legal size materials.
F2000 | Basket, Wastepaper, Fire Resistant | 1 | VV | Wastepaper basket, fire resistant, approximately 40 quart capacity. This unit is used to collect and temporarily store small quantities of paper refuse in patient rooms, administrative areas and nursing stations. Size and shape varies depending on the application and manufacturer selected.
M1801 | Computer, Microprocessing, w/Flat Panel Monitor | 1 | VV | Desk top microprocessing computer. The unit shall consist of a central processing mini tower, flat panel monitor, keyboard, mouse and speakers. The system shall have the following minimum characteristics: a 2.8 GHz Pentium processor; 512 MB memory; 80GB hard drive; 32/48x CD-ROMDVD combo; 1.44MB network interface card; video 32 MB NVIDIA; a 18 inch flat panel monitor. The computer is used throughout the facility to input, manipulate and retrieve information.
6 - SS224 - BLR&D Private Call Room, Stff Sprt | 6 - SS224 - BLR&D Private Call Room, Stff Sprt | 6 - SS224 - BLR&D Private Call Room, Stff Sprt | 6 - SS224 - BLR&D Private Call Room, Stff Sprt | 6 - SS224 - BLR&D Private Call Room, Stff Sprt
JSN | NAME | QTY | ACQ | DESCRIPTION
A1010 | Telecommunication Outlet | 2 | CC | Telecommunication outlet location.
A1011 | Telephone, Desk, 1 Line | 1 | VV | Telephone, desk, 1 line.
F0280 | Chair, Swivel, Low Back | 2 | VV | Low back contemporary swivel chair, 37" high X 25" wide X 31" deep with a five (5) caster swivel base, arms and foam padded seat and back upholstered with either woven textile fabric or vinyl.
F0640 | Desk, Single Pedestal | 1 | VV | Single pedestal flat top desk, 30" high X 66" wide X 30" deep with right or left hand pedestal, one (1) box drawer, one (1) file drawer, modesty panel and floor glides.
F2000 | Basket, Wastepaper, Fire Resistant | 1 | VV | Wastepaper basket, fire resistant, approximately 40 quart capacity. This unit is used to collect and temporarily store small quantities of paper refuse in patient rooms, administrative areas and nursing stations. Size and shape varies depending on the application and manufacturer selected.
F3200 | Clock, Battery, 12" Diameter | 1 | VV | Clock, 12" diameter. Round surface, easy to read numbers with sweep second hand. Wall mounted unit for use when impractical to install a fully synchronized clock system. Battery operated, (batteries not included).
M0507 | Video Teleconferencing System | 1 | VV | Shall be a video conferencing unit consisting of a camera, microphone, video/audio compression components, a component cart and a 32 inch monitor. It shall provide live audio-visual conferencing capabilities to dispersed geographic sites.
M1801 | Computer, Microprocessing, w/Flat Panel Monitor | 1 | VV | Desk top microprocessing computer. The unit shall consist of a central processing mini tower, flat panel monitor, keyboard, mouse and speakers. The system shall have the following minimum characteristics: a 2.8 GHz Pentium processor; 512 MB memory; 80GB hard drive; 32/48x CD-ROMDVD combo; 1.44MB network interface card; video 32 MB NVIDIA; a 18 inch flat panel monitor. The computer is used throughout the facility to input, manipulate and retrieve information.
7 - SS101 - BLR&D Conference / Multipurpose Room, Educ Svc | 7 - SS101 - BLR&D Conference / Multipurpose Room, Educ Svc | 7 - SS101 - BLR&D Conference / Multipurpose Room, Educ Svc | 7 - SS101 - BLR&D Conference / Multipurpose Room, Educ Svc | 7 - SS101 - BLR&D Conference / Multipurpose Room, Educ Svc
JSN | NAME | QTY | ACQ | DESCRIPTION
A1010 | Telecommunication Outlet | 1 | CC | Telecommunication outlet location.
A1020 | Telephone, Conferencing System | 1 | VV | A tabletop telephone conferencing system typically found in a conference room. Features and accessories include 12-key telephone keypad, multiple conferencing navigation keys, console microphones, dynamic noise reduction, LCD display, caller ID and console loudspeaker.
A5212 | Bracket, Television, Wall-Mounted, Tilt/Angle | 1 | VV | A wall mounted, tilt/angled TV bracket for 37" to 80" TVs. Mount will be a universal and VESA compliant unit with a load capacity of up to 130 lbs.
A5220 | Bracket, Television, Wall Backing | 1 | CC | Wall mounted television bracket backing which provides additional support and strength for the installation of the television bracket. Option available for interior or exterior plate and sized for 12â€ 16â€ or 24â€ stud spacing.
A6046 | Artwork, Decorative, With Frame | 1 | VV | This JSN is to be used for determining and defining location of decorative artwork.
F0220 | Chair, Conference | 10 | VV | Conference chair designed to complement the executive furniture package selected. Foam rubber cushioned seats and backs covered with either woven fabric or vinyl. Base with 5 (five) swivel casters.
F0755 | Table, Conference, Wood | 2 | VV | Executive conference table. Dimensions are approximately 30" high, 48" wide with lengths varying from 74" to 96". These tables add traditional elegance to any conference room.
F2000 | Basket, Wastepaper, Fire Resistant | 1 | VV | Wastepaper basket, fire resistant, approximately 40 quart capacity. This unit is used to collect and temporarily store small quantities of paper refuse in patient rooms, administrative areas and nursing stations. Size and shape varies depending on the application and manufacturer selected.
F3200 | Clock, Battery, 12" Diameter | 1 | VV | Clock, 12" diameter. Round surface, easy to read numbers with sweep second hand. Wall mounted unit for use when impractical to install a fully synchronized clock system. Battery operated, (batteries not included).
M0507 | Video Teleconferencing System | 1 | VV | Shall be a video conferencing unit consisting of a camera, microphone, video/audio compression components, a component cart and a 32 inch monitor. It shall provide live audio-visual conferencing capabilities to dispersed geographic sites.
M0512 | Television, HDTV, Large Screen, 60" | 1 | VV | A high definition (HDTV) multimedia, slim design, 60"W to 65"W color television. The TV will have a 16.9 wide screen aspect ratio with full HD 1080p resolution and HDMI connections. TV may be LED, Plasma or LCD. TV will include a stand.
8 - SB773 - BLR&D Conference / Multipurpose Storage Room, Lgstcs Svc | 8 - SB773 - BLR&D Conference / Multipurpose Storage Room, Lgstcs Svc | 8 - SB773 - BLR&D Conference / Multipurpose Storage Room, Lgstcs Svc | 8 - SB773 - BLR&D Conference / Multipurpose Storage Room, Lgstcs Svc | 8 - SB773 - BLR&D Conference / Multipurpose Storage Room, Lgstcs Svc
JSN | NAME | QTY | ACQ | DESCRIPTION
A1010 | Telecommunication Outlet | 1 | CC | Telecommunication outlet location.
A1014 | Telephone, Wall Mounted, 1 Line, With Speaker | 1 | VV | Telephone, wall mounted, 1 line, with speaker.
M2055 | Shelving, Storage, Wire, CRS, w/Adjustable Shelves | 4 | VV | Stationary, wire, shelving unit. Unit has fully adjustable shelves constructed of stainless steel. For use in general purpose storage areas. Shelving is provided in various sizes and configurations. Price provided is for a unit approximately 74"H x 18"D x 48"W with four shelves.
9 - SS268 - BLR&D Copy / Supply Alcove, Stff Sprt | 9 - SS268 - BLR&D Copy / Supply Alcove, Stff Sprt | 9 - SS268 - BLR&D Copy / Supply Alcove, Stff Sprt | 9 - SS268 - BLR&D Copy / Supply Alcove, Stff Sprt | 9 - SS268 - BLR&D Copy / Supply Alcove, Stff Sprt
JSN | NAME | QTY | ACQ | DESCRIPTION
A1011 | Telephone, Desk, 1 Line | 1 | VV | Telephone, desk, 1 line.
C04F0 | Cabinet, U/C/B, 1 Shelf, 2 Half DR, 2 DO, 36x36x22 | 1 | CC | Standing height under counter base cabinet with an adjustable shelf and two half width drawers above solid hinged doors. Also referred to as a combination cabinet or a drawer and cupboard cabinet. For general purpose use throughout the facility.
CT020 | Countertop, Solid Surface | 1 | CC | A solid, nonporous countertop with a smooth seamless appearance. Easy to clean and maintain and with proper cleaning does not support the growth of mold. An acrylic-based solid surface product. Standard thickness of 1", and a 4" butt backsplash/curb. Also referred to as a work surface or work top. Available in a choice of colors and depths. Used in lab and other hospital areas requiring optimum physical and chemical resisting properties.
F2000 | Basket, Wastepaper, Fire Resistant | 1 | VV | Wastepaper basket, fire resistant, approximately 40 quart capacity. This unit is used to collect and temporarily store small quantities of paper refuse in patient rooms, administrative areas and nursing stations. Size and shape varies depending on the application and manufacturer selected.
F2550 | Shredder, Paper Heavy Duty | 1 | VV | Shredder shall be able to process a minimum of 25 sheets of paper per pass at a minimum rate of 20 feet per minute. The unit shall have a 16 inch throat to accept paper. Paper shall be shredded into 1/4 inch strips.
M1810 | Copier, Floor Standing, Digital | 1 | VV | Floor standing copier. Unit features automatic paper size selection, automatic document feeder and sorter. The system also has zoom capabilities and automatic two-sided copying. For use where medium volume reproduction is required in the range of 30 to 40 copies per minute.
10 - SB653 - BLR&D Mailroom, Lgstcs Svc | 10 - SB653 - BLR&D Mailroom, Lgstcs Svc | 10 - SB653 - BLR&D Mailroom, Lgstcs Svc | 10 - SB653 - BLR&D Mailroom, Lgstcs Svc | 10 - SB653 - BLR&D Mailroom, Lgstcs Svc
JSN | NAME | QTY | ACQ | DESCRIPTION
_0051 | Bin, Mailroom Sorting w/Riser | 2 | VV | Mail distribution cabinet. Horizontal style distribution boxes. Unit consists of adjustable horizontal dividers and/or adjustable shelves. Unit can be customized to fit the client needs. Used for mail distribution. 84"w x 60"h x 30"d
_0052 | Mail Cart, Lockable | 4 | VV | Large capacity lockable mail cart. Top box section constructed of 18 gauge steel, lower section contains mail cart wire basket. The cart has 10" rear tires and 4 " front casters. Overall size is 22"w x 49"d x 40"h
_0054 | Camera, Dome, Ceiling Mounted, CCTV | 3 | CC | A high definition video surveillance camera. The camera is capable of full 1080p resolution at 30 frames per second while optimizing network usage with H.264, MPEG-4 and JPEG compression formats. Camera will have an open, standards-based design providing a platform for integration and operation as an independent device or as part of a surveillance network.
_0061 | Mail, Paper Inserter | 1 | VV | A tabletop or floor standing device used to fold documents and insert them into envelopes with speeds exceeding 2,100 envelopes per hour. Optional metering function.
_0062 | Postage Meter | 1 | VV | A device used to electronically document the correct postage of each piece of mail with capability to print directly on the mail or on a label.
_0077 | Desk, Single Pedestal, Large | 1 | VV | Single pedestal flat top desk, 30" high X 66" wide X 30" deep with right or left hand pedestal, one (1) box drawer, one (1) file drawer, modesty panel and floor glides.
_0078 | Locker, Package | 2 | VV | Rear loading parcel box for the delivery of parcels with dual locking system Consists of aluminum compartment doors and zinc plated steel compartments. Used for mail distribution. Unit consists of 2 doors
A1010 | Telecommunication Outlet | 1 | CC | Telecommunication outlet location.
A1015 | Telephone, Desk, Multiple Line | 1 | VV | Telephone, desk, multiple line.
A1055 | Mailbox, Horizontal, Rear Loading | 2 | CC | Horizontal, rear loading mail box. Consists of aluminum compartment doors with single dial reset-table combination lock, and zinc plated steel compartments. Used for mail distribution. Unit consists of 60 doors (door sizes either 12" high and 5" wide or 12" wide and 5" high). Size as required.
A1066 | Mirror, Float Glass, With SS Frame | 1 | CC | A high quality 1/4" polished float glass mirror 36X18, framed in a one-piece, bright polished, stainless steel channel frame with 90Â° mitered corners. All edges of the mirror are protected by absorbing filler strips. Mirror has a galvanized steel back with integral horizontal hanging brackets and wall hanger for concealed mounting. For mounting above single wall mounted lavatories located in toilet areas, Doctors examination offices, etc. May also be used above double lavatories, either wall or countertop mounted, found in restroom areas.
A5075 | Dispenser, Soap, Disposable | 1 | VV | Disposable soap dispenser. One-handed dispensing operation. Designed to accommodate disposable soap cartridge and valve.
A5077 | Dispenser, Hand Sanitizer, Hands-Free | 1 | VV | A touch free wall-mounted hand sanitizer dispenser. For use throughout a healthcare facility. Unit does not include the sanitizing liquid. Units are battery operated.
A5080 | Dispenser, Paper Towel, SS, Surface Mounted | 1 | CC | A surface mounted, satin finish stainless steel, single-fold, paper towel dispenser. Dispenser features: tumbler lock; front hinged at bottom; and refill indicator slot. Minimum capacity 400 single-fold paper towels. For general purpose use throughout the facility.
F0100 | Bin, Mail Sorting, Table Mounted | 2 | VV | Table mounted mail sorting bin with sufficient adjustable dividers to accommodate all standard size papers, and computer reports. Typical number of compartments for bin is forty eight (48).
F0275 | Chair, Swivel, High Back | 3 | VV | Highback contemporary swivel chair, 41" high X 23" wide X 23" deep with five (5) caster swivel base and arms. Chair may be used at desks or in conference rooms. Back and seat are foam padded and upholstered with either woven textile fabric or vinyl.
F0640 | Desk, Single Pedestal | 2 | VV | Single pedestal flat top desk, 30" high X 66" wide X 30" deep with right or left hand pedestal, one (1) box drawer, one (1) file drawer, modesty panel and floor glides.
F0775 | Table, Work, 2 Drawer | 2 | VV | Work table approximately 32" high X 72" wide X 30" deep with two drawers and a hard wood top.
F2000 | Basket, Wastepaper, Fire Resistant | 1 | VV | Wastepaper basket, fire resistant, approximately 40 quart capacity. This unit is used to collect and temporarily store small quantities of paper refuse in patient rooms, administrative areas and nursing stations. Size and shape varies depending on the application and manufacturer selected.
F2017 | Waste Receptacle, 24 GAL | 2 | VV | Rectangular steel waste receptacle with step-on lid and 24 gallon capacity. The receptacle is used to collect and temporarily store small quantities of paper refuse. Can be used in restrooms, patient areas, laboratories, pharmacies, etc.
F2025 | Container, Recycling, Small | 1 | VV | Recycling container shall be approximately 10-gallons in capacity. The container may be Recycle Blue in color with the recycle symbol identified on the container.
F3100 | Safe, Collection Agent | 1 | VV | Collection agent safe. Unit consists of thick door equipped with combination lock. All steel welded construction. For special document and record storage.
F3200 | Clock, Battery, 12" Diameter | 1 | VV | Clock, 12" diameter. Round surface, easy to read numbers with sweep second hand. Wall mounted unit for use when impractical to install a fully synchronized clock system. Battery operated, (batteries not included).
M1801 | Computer, Microprocessing, w/Flat Panel Monitor | 1 | VV | Desk top microprocessing computer. The unit shall consist of a central processing mini tower, flat panel monitor, keyboard, mouse and speakers. The system shall have the following minimum characteristics: a 2.8 GHz Pentium processor; 512 MB memory; 80GB hard drive; 32/48x CD-ROMDVD combo; 1.44MB network interface card; video 32 MB NVIDIA; a 18 inch flat panel monitor. The computer is used throughout the facility to input, manipulate and retrieve information.
M1825 | Printer, Computer | 1 | VV | High resolution computer printer with a variety of type styles and sheet/envelope feeder trays. Database information reflects network ready, medium duty office style laser printers. Other types of printers (bubble jet, dot matrix, line or plotter) as well as light or heavy use capabilities are available.
M2070 | Shelving, Storage, 77hx36wx18d | 2 | VV | Storage shelving unit approximately 77" H X 36" W X 18" D. Corrosion resistant baked enamel, galvanized or stainless steel open unit with adjustable shelves. The closed version is also available. For use in the storage room.
P3100 | Lavatory, Vitreous China, Slab Type | 1 | CC | Wall mounted, slab type, vitreous china, lavatory (approximate bowl size 7"x15"x10") with: faucet holes on 4" centers; gooseneck spout; wrist blade handles; and grid strainer. It shall be suitable for use in clinics, offices, washrooms or patient care area.
11 - SS262 - BLR&D Staff Breakroom, Stff Sprt | 11 - SS262 - BLR&D Staff Breakroom, Stff Sprt | 11 - SS262 - BLR&D Staff Breakroom, Stff Sprt | 11 - SS262 - BLR&D Staff Breakroom, Stff Sprt | 11 - SS262 - BLR&D Staff Breakroom, Stff Sprt
JSN | NAME | QTY | ACQ | DESCRIPTION
A1010 | Telecommunication Outlet | 1 | CC | Telecommunication outlet location.
A1012 | Telephone, Wall Mounted, 1 Line | 1 | VV | Telephone, wall mounted, 1 line.
A1080 | Mirror, Posture, Wall Mounted | 1 | CC | Wall mounted posture mirror. Consists of a 1/4" plate glass in a sturdy corrosion resistant frame with water proof back. For educational and therapy programs.
A5075 | Dispenser, Soap, Disposable | 1 | VV | Disposable soap dispenser. One-handed dispensing operation. Designed to accommodate disposable soap cartridge and valve.
A5080 | Dispenser, Paper Towel, SS, Surface Mounted | 1 | CC | A surface mounted, satin finish stainless steel, single-fold, paper towel dispenser. Dispenser features: tumbler lock; front hinged at bottom; and refill indicator slot. Minimum capacity 400 single-fold paper towels. For general purpose use throughout the facility.
A5145 | Hook, Garment, Double, SS, Surface Mounted | 1 | CC | A surface mounted, satin finish stainless steel, double garment hook. Equipped with a concealed mounting bracket that is secured to a concealed wall plate. For general purpose use throughout the facility to hang various items of apparel.
A5210 | Bracket, Television, Wall Mounted, w/Adjust Arm | 1 | VV | Wall mounted television bracket with adjustable arm. Consists of movable arm with minimum 120 degree swivel. Designed for holding wall mounted, flat panel television units in patient rooms.
A5220 | Bracket, Television, Wall Backing | 1 | CC | Wall mounted television bracket backing which provides additional support and strength for the installation of the television bracket. Option available for interior or exterior plate and sized for 12â€ 16â€ or 24â€ stud spacing.
C02C0 | Cabinet, U/C/B, 1 Shelf, 1 Drawer, 1 DO, 36x24x22 | 1 | CC | Standing height under counter base cabinet with an adjustable shelf and a full width drawer above a solid right or left-hinged door (appropriate door hinge configuration to be indicated on equipment elevation drawings). Also referred to as a combination cabinet or a drawer and cupboard cabinet. For general purpose use throughout the facility.
C02D0 | Cabinet, U/C/B, 4 Drawer, 36x24x22 | 1 | CC | Standing height under counter base cabinet with four full width drawers of equal height. Also referred to as a drawer cabinet. For general purpose use throughout the facility.
C04P0 | Cabinet, Sink, U/C/B, 2 Door, 36x36x22 | 1 | CC | Standing height under counter base sink cabinet with solid hinged doors. Also referred to as a double-door sink cabinet. For general purpose use throughout the facility where a sink is to be used. Coordinate actual clear cabinet dimension with the actual outside dimension of sink that is specified to ensure that they are compatible.
CB020 | Cabinet, W/H, 2 Shelf, 1 DO, Sloping Top, 38x24x13 | 2 | CC | Wall hung cabinet with two adjustable shelves, solid right or left-hinged door (appropriate door hinge configuration to be indicated on equipment elevation drawings), and sloping top. Also referred to as a solid hinged single door case. For general purpose use throughout the facility.
CS010 | Sink, SS, Single Compartment, 7.5x12x12 ID | 1 | CC | Single compartment stainless steel sink, drop-in, self-rimming, ledge-type, connected with a drain and provided with a mixing faucet. It shall also be provided with pre-punched fixture holes on 4" center, integral back ledge to accommodate deck-mounted fixtures, brushed/polished interior and top surfaces, and sound deadened. Recommended for use in suspended or U/C/B sink cabinets having a high plastic laminate or Chemsurf laminate countertop/work surface. For general purpose use throughout the facility.
CT020 | Countertop, Solid Surface | 7 | CC | A solid, nonporous countertop with a smooth seamless appearance. Easy to clean and maintain and with proper cleaning does not support the growth of mold. An acrylic-based solid surface product. Standard thickness of 1", and a 4" butt backsplash/curb. Also referred to as a work surface or work top. Available in a choice of colors and depths. Used in lab and other hospital areas requiring optimum physical and chemical resisting properties.
F0225 | Chair, Dining Room | 4 | VV | Dining room chair with glides. Chair has straight legs with cushioned cloth or vinyl seat.
F0795 | Table, Dining | 1 | VV | Dining table. Round 42" diameter or square 42" X 42". Used in dining facilities and can comfortably seat up to four (4) persons.
F2015 | Basket, Wastepaper, Metal/Plastic,2 Swinging Doors | 1 | VV | Metal receptacle for soiled / used towels or waste. Equipped with a removable tapered top with two independently operating self-closing, spring hinged doors. Used in public facilities for the collection and temporary storage of refuse.
F3065 | Whiteboard/Bulletin Board, Combination | 1 | VV | A combination whiteboard and bulletin board, half LCS and half cork. Available with either aluminum or wood frame. It can be used in patient rooms or in any appropriate space in the facility.
F3200 | Clock, Battery, 12" Diameter | 1 | VV | Clock, 12" diameter. Round surface, easy to read numbers with sweep second hand. Wall mounted unit for use when impractical to install a fully synchronized clock system. Battery operated, (batteries not included).
K1552 | Brewer, Coffee, Auto, Elect, 3 Burner, Front/Back | 1 | VV | Space saving front to back automatic coffee maker. This unit includes a heating tank, connection for a cold water supply, decanter service with three burners, funnel and a water flow controller. The unit is used for semi-automatic coffee brewing in cafeterias and commercial institutions. The unit automatically shuts off the water flow when enough has passed through to fill the pot. The unit is normally provided plumbed with a hot water faucet to the side for making other hot drinks (tea, cider, cocoa, etc.). The database height dimension does not include the clearance for coffee decanters warming on the upper burners.
K4665 | Oven, Microwave, Consumer | 1 | VV | Counter mounted microwave oven for average duty use. The exterior cabinet can be metal or heavy duty impact resistant plastic. The oven delivers instant energy for rapid heating, defrosting or prime cooking. The oven has touch pad controls, digital timer, power level selector and preprogrammed selectors for commonly cooked items. This oven is commonly found in staff lounges.
M0515 | Television, HD, 40" Class | 1 | VV | High definition (HDTV) multimedia flat panel LED 40" class display television. The TV will have a 16:9 wide screen aspect ratio, minimum of 1920 x 1080 display resolution, digital tuner, minimum refresh rate of 60Hz, minimum of two HDMI ports and 1 USB port ENERGY STAR certified.
R7250 | Refrigerator/Freezer, 20 Cubic Feet | 1 | VV | Refrigerator/freezer unit. This type unit includes a food saver system that helps keep food fresher. It also includes roll out wheels and is equipped for an optional automatic icemaker. This unit is of commercial or residential design and use.
12 - SB202 - BLR&D Female Staff Toilet, Bldg Sprt | 12 - SB202 - BLR&D Female Staff Toilet, Bldg Sprt | 12 - SB202 - BLR&D Female Staff Toilet, Bldg Sprt | 12 - SB202 - BLR&D Female Staff Toilet, Bldg Sprt | 12 - SB202 - BLR&D Female Staff Toilet, Bldg Sprt
JSN | NAME | QTY | ACQ | DESCRIPTION
A1067 | Mirror, Float Glass, ADA Accessible | 1 | CC | A high quality 1/4" polished float glass mirror with a stainless steel frame. Frame holds mirror in a tilted position for accessibility and compliance with ADA requirements. Mirror has a galvanized steel back secured to frame with concealed screws with integral horizontal hanging brackets. Mirror shall be approximately 18" wide and 36" high. Other sizes are available.
A4995 | Table, Diaper Changing, Wall Mounted | 1 | CC | Wall mounted diaper changing table for use in public restrooms. Unit is a fold down system that folds upward when not in use for minimal intrusion into the room. Changing surface is contoured and has safety belt to insure that an infant will not fall from the table. Table is designed to hold no less than 250 pounds static weight. Closed dimensions are approximately 21" H x 36" W x 5" D. Open dimensions vary according to style. One system's open dimensions are 15 " high, 32" wide and 19" deep.
A5075 | Dispenser, Soap, Disposable | 1 | VV | Disposable soap dispenser. One-handed dispensing operation. Designed to accommodate disposable soap cartridge and valve.
A5082 | Dispenser, Paper Towel, Sensor, Hands Free | 1 | CC | A surface mounted, sensor activated, automatic, roll paper towel dispenser. The unit dispenses a paper towel automatically only when hands are place in position below the dispenser for maximum sanitation and hygiene. May include adjustable settings for sheet length, time delay, and sensor range. Unit is battery operated or with optional AC power adapter.
A5090 | Disposal, Sanitary Napkin, SS, Surface Mounted | 1 | CC | A surface mounted, satin finish stainless steel, sanitary napkin disposal. Disposal features a flip-up cover, secured to the container by a heavy duty stainless steel piano-hinge. Disposal may be secured to wall or toilet partition. For general purpose use in female toilet stalls or rooms and uni-sex toilet rooms.
A5109 | Grab Bar, ABA Compliant, SS, 2-Wall, W/C Accessible | 1 | CC | 2-wall toilet stall/room grab bar with concealed mounting flanges and a satin finish stainless steel peened gripping surface.. Snap over flanges are provided to conceal mounting screws. A selection of mounting kits and concealed anchor devices are available from the manufacturers for different types of installations. Grab bar shall comply with all barrier-free accessibility guidelines for design, sizing, positioning, installation, and structural strength. For typical water closet applications in toilet stalls and rooms where Architectural Barriers Act grab bar requirements must be met.
A5145 | Hook, Garment, Double, SS, Surface Mounted | 1 | CC | A surface mounted, satin finish stainless steel, double garment hook. Equipped with a concealed mounting bracket that is secured to a concealed wall plate. For general purpose use throughout the facility to hang various items of apparel.
A5200 | Dispenser, Toilet Tissue, SS, 2-Roll, Surface Mntd | 1 | CC | A concealed surface mounted, double roll, satin finish stainless steel, toilet tissue dispenser. Unit accommodates two standard-core toilet tissue rolls through 5" in diameter. Spindles are chrome plated plastic with a heavy-duty internal spring and turn freely for non-controlled delivery. For general purpose use in restrooms.
CT025 | Countertop, Solid Surface with Sink Combination | 1 | CC | A solid, nonporous countertop approximately 36"W x 22"D with a undercounter sink combination. The countertop is an acrylic-based solid surface product with a standard thickness of 1", and a 4" butt backsplash/curb. Surfaces will be easy to clean and maintain. Also referred to as a work surface or work top with sink. Available in a choice of colors, depths and sink shapes. Used for various applications in patient rooms, restrooms and throughout the facility. Usually a part of a casework interior design program. Unit does not include the drain and faucet.
F2015 | Basket, Wastepaper, Metal/Plastic,2 Swinging Doors | 1 | VV | Metal receptacle for soiled / used towels or waste. Equipped with a removable tapered top with two independently operating self-closing, spring hinged doors. Used in public facilities for the collection and temporary storage of refuse.
P9050 | Toilet, Wall Hung, Siphon Jet | 1 | CC | Siphon jet water closet/ toilet. This unit is wall hung with an elongated bowl, top spud flushometer, seat with open front and check hinge, and carrier. Used in restrooms throughout the health care facility.
13 - SB203 - BLR&D Male Staff Toilet, Bldg Sprt | 13 - SB203 - BLR&D Male Staff Toilet, Bldg Sprt | 13 - SB203 - BLR&D Male Staff Toilet, Bldg Sprt | 13 - SB203 - BLR&D Male Staff Toilet, Bldg Sprt | 13 - SB203 - BLR&D Male Staff Toilet, Bldg Sprt
JSN | NAME | QTY | ACQ | DESCRIPTION
A1067 | Mirror, Float Glass, ADA Accessible | 1 | CC | A high quality 1/4" polished float glass mirror with a stainless steel frame. Frame holds mirror in a tilted position for accessibility and compliance with ADA requirements. Mirror has a galvanized steel back secured to frame with concealed screws with integral horizontal hanging brackets. Mirror shall be approximately 18" wide and 36" high. Other sizes are available.
A4995 | Table, Diaper Changing, Wall Mounted | 1 | CC | Wall mounted diaper changing table for use in public restrooms. Unit is a fold down system that folds upward when not in use for minimal intrusion into the room. Changing surface is contoured and has safety belt to insure that an infant will not fall from the table. Table is designed to hold no less than 250 pounds static weight. Closed dimensions are approximately 21" H x 36" W x 5" D. Open dimensions vary according to style. One system's open dimensions are 15 " high, 32" wide and 19" deep.
A5075 | Dispenser, Soap, Disposable | 1 | VV | Disposable soap dispenser. One-handed dispensing operation. Designed to accommodate disposable soap cartridge and valve.
A5082 | Dispenser, Paper Towel, Sensor, Hands Free | 1 | CC | A surface mounted, sensor activated, automatic, roll paper towel dispenser. The unit dispenses a paper towel automatically only when hands are place in position below the dispenser for maximum sanitation and hygiene. May include adjustable settings for sheet length, time delay, and sensor range. Unit is battery operated or with optional AC power adapter.
A5109 | Grab Bar, ABA Compliant, SS, 2-Wall, W/C Accessible | 1 | CC | 2-wall toilet stall/room grab bar with concealed mounting flanges and a satin finish stainless steel peened gripping surface.. Snap over flanges are provided to conceal mounting screws. A selection of mounting kits and concealed anchor devices are available from the manufacturers for different types of installations. Grab bar shall comply with all barrier-free accessibility guidelines for design, sizing, positioning, installation, and structural strength. For typical water closet applications in toilet stalls and rooms where Architectural Barriers Act grab bar requirements must be met.
A5145 | Hook, Garment, Double, SS, Surface Mounted | 1 | CC | A surface mounted, satin finish stainless steel, double garment hook. Equipped with a concealed mounting bracket that is secured to a concealed wall plate. For general purpose use throughout the facility to hang various items of apparel.
A5200 | Dispenser, Toilet Tissue, SS, 2-Roll, Surface Mntd | 1 | CC | A concealed surface mounted, double roll, satin finish stainless steel, toilet tissue dispenser. Unit accommodates two standard-core toilet tissue rolls through 5" in diameter. Spindles are chrome plated plastic with a heavy-duty internal spring and turn freely for non-controlled delivery. For general purpose use in restrooms.
CT025 | Countertop, Solid Surface with Sink Combination | 1 | CC | A solid, nonporous countertop approximately 36"W x 22"D with a undercounter sink combination. The countertop is an acrylic-based solid surface product with a standard thickness of 1", and a 4" butt backsplash/curb. Surfaces will be easy to clean and maintain. Also referred to as a work surface or work top with sink. Available in a choice of colors, depths and sink shapes. Used for various applications in patient rooms, restrooms and throughout the facility. Usually a part of a casework interior design program. Unit does not include the drain and faucet.
F2015 | Basket, Wastepaper, Metal/Plastic,2 Swinging Doors | 1 | VV | Metal receptacle for soiled / used towels or waste. Equipped with a removable tapered top with two independently operating self-closing, spring hinged doors. Used in public facilities for the collection and temporary storage of refuse.
P9050 | Toilet, Wall Hung, Siphon Jet | 1 | CC | Siphon jet water closet/ toilet. This unit is wall hung with an elongated bowl, top spud flushometer, seat with open front and check hinge, and carrier. Used in restrooms throughout the health care facility.
14 - SS232 - BLR&D Female Staff Locker Room, Stff Sprt | 14 - SS232 - BLR&D Female Staff Locker Room, Stff Sprt | 14 - SS232 - BLR&D Female Staff Locker Room, Stff Sprt | 14 - SS232 - BLR&D Female Staff Locker Room, Stff Sprt | 14 - SS232 - BLR&D Female Staff Locker Room, Stff Sprt
JSN | NAME | QTY | ACQ | DESCRIPTION
A1010 | Telecommunication Outlet | 1 | CC | Telecommunication outlet location.
A1012 | Telephone, Wall Mounted, 1 Line | 1 | VV | Telephone, wall mounted, 1 line.
A1040 | Locker, 2 Person, Side by Side, 72x15x18 | 8 | VV | Two person side by side locker. Steel unit. It consists of side by side compartments for hanging clothes and over/under compartments for hats, etc. Used for personal belongings storage.
A1080 | Mirror, Posture, Wall Mounted | 1 | CC | Wall mounted posture mirror. Consists of a 1/4" plate glass in a sturdy corrosion resistant frame with water proof back. For educational and therapy programs.
A5020 | Bench, Locker Room, Floor Mounted | 1 | CC | Locker room bench. Floor mounting -1-1/4" thick. Benches are sanded smooth with two coats of moisture-resistant sealer to ensure a protective, satin gloss surface, and mounted on strong steel pedestal anchored to the floor. Over all height of 18" includes pedestal. Size as required.
F2000 | Basket, Wastepaper, Fire Resistant | 1 | VV | Wastepaper basket, fire resistant, approximately 40 quart capacity. This unit is used to collect and temporarily store small quantities of paper refuse in patient rooms, administrative areas and nursing stations. Size and shape varies depending on the application and manufacturer selected.
F3200 | Clock, Battery, 12" Diameter | 1 | VV | Clock, 12" diameter. Round surface, easy to read numbers with sweep second hand. Wall mounted unit for use when impractical to install a fully synchronized clock system. Battery operated, (batteries not included).
15 - SS241 - BLR&D Male Staff Locker Room, Stff Sprt | 15 - SS241 - BLR&D Male Staff Locker Room, Stff Sprt | 15 - SS241 - BLR&D Male Staff Locker Room, Stff Sprt | 15 - SS241 - BLR&D Male Staff Locker Room, Stff Sprt | 15 - SS241 - BLR&D Male Staff Locker Room, Stff Sprt
JSN | NAME | QTY | ACQ | DESCRIPTION
A1010 | Telecommunication Outlet | 1 | CC | Telecommunication outlet location.
A1012 | Telephone, Wall Mounted, 1 Line | 1 | VV | Telephone, wall mounted, 1 line.
A1040 | Locker, 2 Person, Side by Side, 72x15x18 | 8 | VV | Two person side by side locker. Steel unit. It consists of side by side compartments for hanging clothes and over/under compartments for hats, etc. Used for personal belongings storage.
A1080 | Mirror, Posture, Wall Mounted | 1 | CC | Wall mounted posture mirror. Consists of a 1/4" plate glass in a sturdy corrosion resistant frame with water proof back. For educational and therapy programs.
A5020 | Bench, Locker Room, Floor Mounted | 1 | CC | Locker room bench. Floor mounting -1-1/4" thick. Benches are sanded smooth with two coats of moisture-resistant sealer to ensure a protective, satin gloss surface, and mounted on strong steel pedestal anchored to the floor. Over all height of 18" includes pedestal. Size as required.
F2000 | Basket, Wastepaper, Fire Resistant | 1 | VV | Wastepaper basket, fire resistant, approximately 40 quart capacity. This unit is used to collect and temporarily store small quantities of paper refuse in patient rooms, administrative areas and nursing stations. Size and shape varies depending on the application and manufacturer selected.
F3200 | Clock, Battery, 12" Diameter | 1 | VV | Clock, 12" diameter. Round surface, easy to read numbers with sweep second hand. Wall mounted unit for use when impractical to install a fully synchronized clock system. Battery operated, (batteries not included).
16 - SB173 - BLR&D Female Staff Shower, Bldg Sprt | 16 - SB173 - BLR&D Female Staff Shower, Bldg Sprt | 16 - SB173 - BLR&D Female Staff Shower, Bldg Sprt | 16 - SB173 - BLR&D Female Staff Shower, Bldg Sprt | 16 - SB173 - BLR&D Female Staff Shower, Bldg Sprt
JSN | NAME | QTY | ACQ | DESCRIPTION
A5030 | Bench, Stall, Shower, Built In | 1 | CC | Shower bench; built-in. Eighteen (18) gauge stainless steel frame with anchors built-in into the wall. Size and shape as required.
A5075 | Dispenser, Soap, Disposable | 1 | VV | Disposable soap dispenser. One-handed dispensing operation. Designed to accommodate disposable soap cartridge and valve.
A5109 | Grab Bar, ABA Compliant, SS, 2-Wall, W/C Accessible | 1 | CC | 2-wall toilet stall/room grab bar with concealed mounting flanges and a satin finish stainless steel peened gripping surface.. Snap over flanges are provided to conceal mounting screws. A selection of mounting kits and concealed anchor devices are available from the manufacturers for different types of installations. Grab bar shall comply with all barrier-free accessibility guidelines for design, sizing, positioning, installation, and structural strength. For typical water closet applications in toilet stalls and rooms where Architectural Barriers Act grab bar requirements must be met.
A5110 | Grab Bar, 1-1/4" Dia., SS, 2 Wall, Shower Use | 1 | CC | A 1-1/4" diameter, satin finish stainless steel, peened gripping surface, 2 wall shower, grab bar with concealed mounting flanges. Snap over flanges are provided to conceal mounting screws. A selection of mounting kits and concealed anchor devices are available from the manufacturers for different types of installations. Grab bar shall comply with barrier-free accessibility guidelines for structural strength. For typical applications in shower stalls where ADA (American's With Disabilities Act) requirements must be met.
A5145 | Hook, Garment, Double, SS, Surface Mounted | 1 | CC | A surface mounted, satin finish stainless steel, double garment hook. Equipped with a concealed mounting bracket that is secured to a concealed wall plate. For general purpose use throughout the facility to hang various items of apparel.
A5170 | Rod, Shower Curtain, 1"Diameter, W/Curtain & Hooks | 1 | CC | A concealed mounted, 1" outside diameter, satin finish stainless steel, shower curtain rod with white vinyl shower curtain (72" H) and SS shower curtain hooks. Rod and curtain available in various widths. For general purpose use at shower stall or bathtub locations. Pricing based upon standard shower stall dimensions of 36" x 36" and a standard curtain height of 72".
A5205 | Bar, Towel, 1" Diameter, SS, Surface Mounted | 1 | CC | A surface mounted, satin finish stainless steel, 1" diameter, towel bar. Support posts and flanges are one piece, chrome-plated, cast heavy brass with satin finish. Towel bar shall not rotate within support posts. Available in 18", 24" and 30" widths. For general purpose use in shower or bathtub rooms. Pricing based upon a suggested standard width of 18".
P5040 | Shower, Single, Hand-Held | 1 | CC | A complete, barrier-free, single hand-held, personal shower system. The shower system includes: pressure balanced mixing valve with high temperature limit stop; personal hand shower; shower hose; wall supply; and slide bar. For general purpose use throughout the facility in shower stalls.
17 - SB184 - BLR&D Male Staff Shower, Bldg Sprt | 17 - SB184 - BLR&D Male Staff Shower, Bldg Sprt | 17 - SB184 - BLR&D Male Staff Shower, Bldg Sprt | 17 - SB184 - BLR&D Male Staff Shower, Bldg Sprt | 17 - SB184 - BLR&D Male Staff Shower, Bldg Sprt
JSN | NAME | QTY | ACQ | DESCRIPTION
A5030 | Bench, Stall, Shower, Built In | 1 | CC | Shower bench; built-in. Eighteen (18) gauge stainless steel frame with anchors built-in into the wall. Size and shape as required.
A5075 | Dispenser, Soap, Disposable | 1 | VV | Disposable soap dispenser. One-handed dispensing operation. Designed to accommodate disposable soap cartridge and valve.
A5109 | Grab Bar, ABA Compliant, SS, 2-Wall, W/C Accessible | 1 | CC | 2-wall toilet stall/room grab bar with concealed mounting flanges and a satin finish stainless steel peened gripping surface.. Snap over flanges are provided to conceal mounting screws. A selection of mounting kits and concealed anchor devices are available from the manufacturers for different types of installations. Grab bar shall comply with all barrier-free accessibility guidelines for design, sizing, positioning, installation, and structural strength. For typical water closet applications in toilet stalls and rooms where Architectural Barriers Act grab bar requirements must be met.
A5110 | Grab Bar, 1-1/4" Dia., SS, 2 Wall, Shower Use | 1 | CC | A 1-1/4" diameter, satin finish stainless steel, peened gripping surface, 2 wall shower, grab bar with concealed mounting flanges. Snap over flanges are provided to conceal mounting screws. A selection of mounting kits and concealed anchor devices are available from the manufacturers for different types of installations. Grab bar shall comply with barrier-free accessibility guidelines for structural strength. For typical applications in shower stalls where ADA (American's With Disabilities Act) requirements must be met.
A5145 | Hook, Garment, Double, SS, Surface Mounted | 1 | CC | A surface mounted, satin finish stainless steel, double garment hook. Equipped with a concealed mounting bracket that is secured to a concealed wall plate. For general purpose use throughout the facility to hang various items of apparel.
A5170 | Rod, Shower Curtain, 1"Diameter, W/Curtain & Hooks | 1 | CC | A concealed mounted, 1" outside diameter, satin finish stainless steel, shower curtain rod with white vinyl shower curtain (72" H) and SS shower curtain hooks. Rod and curtain available in various widths. For general purpose use at shower stall or bathtub locations. Pricing based upon standard shower stall dimensions of 36" x 36" and a standard curtain height of 72".
A5205 | Bar, Towel, 1" Diameter, SS, Surface Mounted | 1 | CC | A surface mounted, satin finish stainless steel, 1" diameter, towel bar. Support posts and flanges are one piece, chrome-plated, cast heavy brass with satin finish. Towel bar shall not rotate within support posts. Available in 18", 24" and 30" widths. For general purpose use in shower or bathtub rooms. Pricing based upon a suggested standard width of 18".
P5040 | Shower, Single, Hand-Held | 1 | CC | A complete, barrier-free, single hand-held, personal shower system. The shower system includes: pressure balanced mixing valve with high temperature limit stop; personal hand shower; shower hose; wall supply; and slide bar. For general purpose use throughout the facility in shower stalls.
18 - SB244 - BLR&D Housekeeping Aides Closet (HAC), Bldg Sprt | 18 - SB244 - BLR&D Housekeeping Aides Closet (HAC), Bldg Sprt | 18 - SB244 - BLR&D Housekeeping Aides Closet (HAC), Bldg Sprt | 18 - SB244 - BLR&D Housekeeping Aides Closet (HAC), Bldg Sprt | 18 - SB244 - BLR&D Housekeeping Aides Closet (HAC), Bldg Sprt
JSN | NAME | QTY | ACQ | DESCRIPTION
A5075 | Dispenser, Soap, Disposable | 1 | VV | Disposable soap dispenser. One-handed dispensing operation. Designed to accommodate disposable soap cartridge and valve.
A5080 | Dispenser, Paper Towel, SS, Surface Mounted | 1 | CC | A surface mounted, satin finish stainless steel, single-fold, paper towel dispenser. Dispenser features: tumbler lock; front hinged at bottom; and refill indicator slot. Minimum capacity 400 single-fold paper towels. For general purpose use throughout the facility.
A5107 | Dispenser, Glove, Surgical/Examination, Wall Mntd | 1 | VV | Examination three (Small Medium, Large) glove dispenser box for wall mounting. Fabricated of either cold rolled steel with a white baked enamel finish, plastic or acrylic. Hardware not included, Option 3 powder coated steel.
A5135 | Shelf, Utility W/ Mop/Broom Holders, SS, Surf Mntd | 1 | CC | A surface mounted, satin finish stainless steel, utility shelf with a maximum of 6 mop/broom holders and 5 rag hooks. Utility shelf features: 8" deep shelf; mounting brackets welded to shelf; spring activated rubber cam holders; and drying rod. Unit is available in various widths 30" (minimum, 3 holders and 2 hooks) to 48" (maximum, 6 holders and 5 hooks). For use in janitor closets. Pricing based on a 36" width.
F0500 | Cart, Janitor's | 1 | VV | Janitors cart, 38" high X 66" wide X 20" deep with 25 gallon heavy duty collection bag. Accommodations for locking vault and janitorial support items (broom, dust pan, chemicals, mop and mop bucket; not included).
F0505 | Bucket, Mop, With Wringer, 26 Quart | 1 | VV | Mobile mop bucket / wringer combination, approximately 35" H x 17" W x 22" D with four 2" casters. Total capacity is 26 quarts. Unit used for general hard surface floor maintenance.
P2000 | Eyewash, Wall Mounted, Hands-Free | 1 | CC | Wall mounted emergency eye wash station. The flow of water from the unit is activated by hand. Upon initiation of water flow the unit will operate hands free to provide streams of water to clear foreign particles or dilute caustic liquids from the eyes in emergency situations. Used in laboratories and areas of the hospital where employees are subject to foreign bodies or liquid material to the eyes.
P2451 | Valve, Mixing, Thermostatic, Eyewash | 1 | CC | Emergency tempering valve thermostatically mixes hot and cold water to provide a safe fluid supply for a single emergency eye/face wash with a flow rate of 10 gpm (38.8L)
P4700 | Sink, Mop, Molded Stone | 1 | CC | Mop service sink approximately 10"H x 36"W x 24"D. Also called a mop service basin and a mop receptor. Unit is made of molded stone and is a one piece item. It shall include a service faucet hose, hose bracket and mop hanger. Used in utility rooms for cleaning mops and floor cleaning equipment.
5 - RR&D SERVICE STAFF AREA | 5 - RR&D SERVICE STAFF AREA | 5 - RR&D SERVICE STAFF AREA | 5 - RR&D SERVICE STAFF AREA | 5 - RR&D SERVICE STAFF AREA
1 - SS221 - RR&D Reception, Stff Sprt | 1 - SS221 - RR&D Reception, Stff Sprt | 1 - SS221 - RR&D Reception, Stff Sprt | 1 - SS221 - RR&D Reception, Stff Sprt | 1 - SS221 - RR&D Reception, Stff Sprt
JSN | NAME | QTY | ACQ | DESCRIPTION
A1010 | Telecommunication Outlet | 1 | CC | Telecommunication outlet location.
A1015 | Telephone, Desk, Multiple Line | 1 | VV | Telephone, desk, multiple line.
A6105 | Counter, Reception Control, Built-In | 1 | CC | Counter, control, inpatient, built-in. Consists of two 18â€ wide base cabinets with two drawers and file drawer, two 30â€ wide pencil drawers and two 18â€ wide base cabinet with four drawers. The countertop shall be a composition of wood particle core with plastic laminate surface having a hard smooth surface finish, standard thickness of 1â€ and a 4â€ butt backsplash/curb. Pricing based on a 30" depth.
F0275 | Chair, Swivel, High Back | 1 | VV | Highback contemporary swivel chair, 41" high X 23" wide X 23" deep with five (5) caster swivel base and arms. Chair may be used at desks or in conference rooms. Back and seat are foam padded and upholstered with either woven textile fabric or vinyl.
F0420 | Cabinet, Filing, Lateral, Half Height | 1 | VV | Half height two (2) or three (3) drawer lateral filing cabinet, 28" high X 42" wide X 18" deep with recessed handles, locking device and drawer label holders. Drawers are adaptable to either letter or legal size materials.
F2000 | Basket, Wastepaper, Fire Resistant | 1 | VV | Wastepaper basket, fire resistant, approximately 40 quart capacity. This unit is used to collect and temporarily store small quantities of paper refuse in patient rooms, administrative areas and nursing stations. Size and shape varies depending on the application and manufacturer selected.
F3200 | Clock, Battery, 12" Diameter | 1 | VV | Clock, 12" diameter. Round surface, easy to read numbers with sweep second hand. Wall mounted unit for use when impractical to install a fully synchronized clock system. Battery operated, (batteries not included).
M1801 | Computer, Microprocessing, w/Flat Panel Monitor | 1 | VV | Desk top microprocessing computer. The unit shall consist of a central processing mini tower, flat panel monitor, keyboard, mouse and speakers. The system shall have the following minimum characteristics: a 2.8 GHz Pentium processor; 512 MB memory; 80GB hard drive; 32/48x CD-ROMDVD combo; 1.44MB network interface card; video 32 MB NVIDIA; a 18 inch flat panel monitor. The computer is used throughout the facility to input, manipulate and retrieve information.
2 - SS222 - RR&D Waiting, Stff Sprt | 2 - SS222 - RR&D Waiting, Stff Sprt | 2 - SS222 - RR&D Waiting, Stff Sprt | 2 - SS222 - RR&D Waiting, Stff Sprt | 2 - SS222 - RR&D Waiting, Stff Sprt
JSN | NAME | QTY | ACQ | DESCRIPTION
A1010 | Telecommunication Outlet | 2 | CC | Telecommunication outlet location.
A5077 | Dispenser, Hand Sanitizer, Hands-Free | 1 | VV | A touch free wall-mounted hand sanitizer dispenser. For use throughout a healthcare facility. Unit does not include the sanitizing liquid. Units are battery operated.
A6046 | Artwork, Decorative, With Frame | 1 | VV | This JSN is to be used for determining and defining location of decorative artwork.
F0206 | Chair, Side, Bariatric, With Arms | 1 | VV | A bariatric side chair with arms for use in a waiting room, lobby or other patient area. Chair will have a padded seat and back and have a capacity of 800 pounds.
F0305 | Chair, Waiting Room, Single | 2 | VV | Single seat waiting room chair with foam padded seat and back. Upholstered with either woven fabric textile or vinyl. Arms and floor glides included.
F2000 | Basket, Wastepaper, Fire Resistant | 1 | VV | Wastepaper basket, fire resistant, approximately 40 quart capacity. This unit is used to collect and temporarily store small quantities of paper refuse in patient rooms, administrative areas and nursing stations. Size and shape varies depending on the application and manufacturer selected.
F2300 | Rack, Magazine, Wall Mounted | 1 | VV | Wall mounted magazine rack with nine (9) magazine holding compartments.
F3200 | Clock, Battery, 12" Diameter | 1 | VV | Clock, 12" diameter. Round surface, easy to read numbers with sweep second hand. Wall mounted unit for use when impractical to install a fully synchronized clock system. Battery operated, (batteries not included).
3 - SC727 - RR&D Patient Interview Room, R&D | 3 - SC727 - RR&D Patient Interview Room, R&D | 3 - SC727 - RR&D Patient Interview Room, R&D | 3 - SC727 - RR&D Patient Interview Room, R&D | 3 - SC727 - RR&D Patient Interview Room, R&D
JSN | NAME | QTY | ACQ | DESCRIPTION
A1010 | Telecommunication Outlet | 2 | CC | Telecommunication outlet location.
A1011 | Telephone, Desk, 1 Line | 1 | VV | Telephone, desk, 1 line.
A5077 | Dispenser, Hand Sanitizer, Hands-Free | 1 | VV | A touch free wall-mounted hand sanitizer dispenser. For use throughout a healthcare facility. Unit does not include the sanitizing liquid. Units are battery operated.
E0120 | Workstation, Straight, Free Standing, 60" W | 1 | VV | This JSN will provide a whole work station typical to quickly plan work areas in clinical or administrative spaces. There will be a price decrease if typical work stations are used with vertical hanging strips instead of panels. THIS TYPICAL INCLUDES: 3 Standard Solid Panels 1 Panel - to Panel Connector 1 Panel Connector, 2-Way Corner 2 Finished End Hardware 1 Cantilevered, Work Surface 2 Lockable Flipper Units 2 Lights 1 Tack board 1 Tool Rail 1 Paper Tray 1 Diagonal Tray 1 Adjustable Keyboard Tray 1 Mobile Pedestal, Box/File 1 Support Panel
F0206 | Chair, Side, Bariatric, With Arms | 1 | VV | A bariatric side chair with arms for use in a waiting room, lobby or other patient area. Chair will have a padded seat and back and have a capacity of 800 pounds.
F0275 | Chair, Swivel, High Back | 1 | VV | Highback contemporary swivel chair, 41" high X 23" wide X 23" deep with five (5) caster swivel base and arms. Chair may be used at desks or in conference rooms. Back and seat are foam padded and upholstered with either woven textile fabric or vinyl.
F0305 | Chair, Waiting Room, Single | 2 | VV | Single seat waiting room chair with foam padded seat and back. Upholstered with either woven fabric textile or vinyl. Arms and floor glides included.
F2000 | Basket, Wastepaper, Fire Resistant | 1 | VV | Wastepaper basket, fire resistant, approximately 40 quart capacity. This unit is used to collect and temporarily store small quantities of paper refuse in patient rooms, administrative areas and nursing stations. Size and shape varies depending on the application and manufacturer selected.
F2300 | Rack, Magazine, Wall Mounted | 1 | VV | Wall mounted magazine rack with nine (9) magazine holding compartments.
F3200 | Clock, Battery, 12" Diameter | 1 | VV | Clock, 12" diameter. Round surface, easy to read numbers with sweep second hand. Wall mounted unit for use when impractical to install a fully synchronized clock system. Battery operated, (batteries not included).
4 - SC728 - RR&D Exam Room, R&D | 4 - SC728 - RR&D Exam Room, R&D | 4 - SC728 - RR&D Exam Room, R&D | 4 - SC728 - RR&D Exam Room, R&D | 4 - SC728 - RR&D Exam Room, R&D
JSN | NAME | QTY | ACQ | DESCRIPTION
A1010 | Telecommunication Outlet | 1 | CC | Telecommunication outlet location.
A1012 | Telephone, Wall Mounted, 1 Line | 1 | VV | Telephone, wall mounted, 1 line.
A1066 | Mirror, Float Glass, With SS Frame | 1 | CC | A high quality 1/4" polished float glass mirror 36X18, framed in a one-piece, bright polished, stainless steel channel frame with 90Â° mitered corners. All edges of the mirror are protected by absorbing filler strips. Mirror has a galvanized steel back with integral horizontal hanging brackets and wall hanger for concealed mounting. For mounting above single wall mounted lavatories located in toilet areas, Doctors examination offices, etc. May also be used above double lavatories, either wall or countertop mounted, found in restroom areas.
A5075 | Dispenser, Soap, Disposable | 1 | VV | Disposable soap dispenser. One-handed dispensing operation. Designed to accommodate disposable soap cartridge and valve.
A5080 | Dispenser, Paper Towel, SS, Surface Mounted | 1 | CC | A surface mounted, satin finish stainless steel, single-fold, paper towel dispenser. Dispenser features: tumbler lock; front hinged at bottom; and refill indicator slot. Minimum capacity 400 single-fold paper towels. For general purpose use throughout the facility.
A5107 | Dispenser, Glove, Surgical/Examination, Wall Mntd | 1 | VV | Examination three (Small Medium, Large) glove dispenser box for wall mounting. Fabricated of either cold rolled steel with a white baked enamel finish, plastic or acrylic. Hardware not included, Option 3 powder coated steel.
A5108 | Waste Disposal Unit, Sharps | 1 | VV | A container for collecting and transporting syringes and other sharps for decontamination and disposal. Available in 2 gallon and 8 gallon with locking rotor. Complies with OSHA regulations for handling sharps.
A5109 | Grab Bar, ABA Compliant, SS, 2-Wall, W/C Accessible | 1 | CC | 2-wall toilet stall/room grab bar with concealed mounting flanges and a satin finish stainless steel peened gripping surface.. Snap over flanges are provided to conceal mounting screws. A selection of mounting kits and concealed anchor devices are available from the manufacturers for different types of installations. Grab bar shall comply with all barrier-free accessibility guidelines for design, sizing, positioning, installation, and structural strength. For typical water closet applications in toilet stalls and rooms where Architectural Barriers Act grab bar requirements must be met.
A5145 | Hook, Garment, Double, SS, Surface Mounted | 1 | CC | A surface mounted, satin finish stainless steel, double garment hook. Equipped with a concealed mounting bracket that is secured to a concealed wall plate. For general purpose use throughout the facility to hang various items of apparel.
A5180 | Track, Cubicle, Surface Mounted, With Curtain | 1 | VV | Surface mounted cubicle track, with curtain. Track constructed of thick extruded aluminum. Equipped with self lubricating carriers, beaded drop chain hooks, and flame resistant curtain. To include removable end caps. Designed to be suspended around patient areas where privacy is needed. Price listed is per foot of the track, curtains to be priced per quote.
C01Q0 | Cabinet, Sink, U/C/B, 1 Door, 36x18x22 | 1 | CC | Standing height under counter base sink cabinet with a solid right or left-hinged door (appropriate door configuration to be indicated on equipment elevation drawings). Also referred to as a single-door sink cabinet. For general purpose use throughout the facility where a sink is to be used. Coordinate actual clear cabinet dimension with the actual outside dimension of sink that is specified to ensure that they are compatible.
CD040 | Cabinet, W/H, 2 Shelf, 2 DO, Sloping Top, 38x36x13 | 1 | CC | Wall hung cabinet with two adjustable shelves, solid hinged doors, and sloping top. Also referred to as a solid hinged double door wall case. For general purpose use throughout the facility.
CS010 | Sink, SS, Single Compartment, 7.5x12x12 ID | 1 | CC | Single compartment stainless steel sink, drop-in, self-rimming, ledge-type, connected with a drain and provided with a mixing faucet. It shall also be provided with pre-punched fixture holes on 4" center, integral back ledge to accommodate deck-mounted fixtures, brushed/polished interior and top surfaces, and sound deadened. Recommended for use in suspended or U/C/B sink cabinets having a high plastic laminate or Chemsurf laminate countertop/work surface. For general purpose use throughout the facility.
CT020 | Countertop, Solid Surface | 1 | CC | A solid, nonporous countertop with a smooth seamless appearance. Easy to clean and maintain and with proper cleaning does not support the growth of mold. An acrylic-based solid surface product. Standard thickness of 1", and a 4" butt backsplash/curb. Also referred to as a work surface or work top. Available in a choice of colors and depths. Used in lab and other hospital areas requiring optimum physical and chemical resisting properties.
E0948 | Cart, General Storage, Mobile, 42"H x 32"W x 22"D | 1 | VV | THIS TYPICAL INCLUDES: 1 Cart Body, Style-A Narrow, w/Raised Edge Top 2 Drawers, 3" H 4 Drawers, 6" H 1 Accessory Rail, Side Drawer Organizer Bins
F0206 | Chair, Side, Bariatric, With Arms | 1 | VV | A bariatric side chair with arms for use in a waiting room, lobby or other patient area. Chair will have a padded seat and back and have a capacity of 800 pounds.
F0340 | Stool, Self Adjusting | 1 | VV | Self adjusting stool. Consists of a foam padded upholstered seat with attached foot rest for added comfort. Mounted on swivel casters. Designed for doctor's use during examinations.
F2010 | Basket, Wastepaper, Step-On | 1 | VV | "Step-on" wastepaper basket with inner liner and foot petal activated flip top.
F2310 | Rack, Pamphlet, Wall Mounted | 1 | VV | Wall mounted pamphlet rack up to 12 (twelve) pamphlet holding pockets. Unit is used to store and display educational pamphlets.
F3050 | Whiteboard, Dry Erase | 1 | VV | Whiteboard unit, approximately 36" H x 48" W consisting of a white porcelain enamel writing surface with an attached chalk tray. Magnetic surface available. Image can be easily removed with a standard chalkboard eraser. For use with water color pens. Unit is ready to hang.
F3200 | Clock, Battery, 12" Diameter | 1 | VV | Clock, 12" diameter. Round surface, easy to read numbers with sweep second hand. Wall mounted unit for use when impractical to install a fully synchronized clock system. Battery operated, (batteries not included).
M0506 | Television, Flat Screen | 1 | VV | Flat screen television with approximately 32'" to 40' diagonal screen size. The TV will have built-in speakers, NTSC tuner, a 16:9 wide screen aspect ratio, a minimum of 1280 x 768 resolution and a remote control.
M1801 | Computer, Microprocessing, w/Flat Panel Monitor | 1 | VV | Desk top microprocessing computer. The unit shall consist of a central processing mini tower, flat panel monitor, keyboard, mouse and speakers. The system shall have the following minimum characteristics: a 2.8 GHz Pentium processor; 512 MB memory; 80GB hard drive; 32/48x CD-ROMDVD combo; 1.44MB network interface card; video 32 MB NVIDIA; a 18 inch flat panel monitor. The computer is used throughout the facility to input, manipulate and retrieve information.
M1802 | Work Station, Computer, Retractable, Wall Mounted | 1 | VV | A wall mounted retractable work station. Work station is used as a computer station in treatment rooms, exam rooms and areas where physical space in limited.
M1825 | Printer, Computer | 1 | VV | High resolution computer printer with a variety of type styles and sheet/envelope feeder trays. Database information reflects network ready, medium duty office style laser printers. Other types of printers (bubble jet, dot matrix, line or plotter) as well as light or heavy use capabilities are available.
M4100 | Sphygmomanometer, Aneroid, Wall Mounted | 1 | VV | Aneroid sphygmomanometer. Unit is wall mounted and has large graphic dial display for easy reading from all angles. It has a 90 degree (angle) swivel and 10 degree (angle) forward tilt to reduce glare. Unit accuracy is within 1% of reading. Sturdy impact-resistant construction.
M4116 | Monitor, Vital Signs | 1 | VV | Electronic sphygmomanometer. LCD displays non-invasive blood pressure, pulse rate and temperature. Used in hospitals and clinics. Includes an optional mobile stand.
M4200 | Otoscope/Ophthalmoscope, Wall Mounted | 1 | VV | Wall mounted otoscope and ophthalmoscope. Includes 6 foot line cord and plug and accepts and includes two handles. Contains head turn-on/turn-off, built-in speculum tray and 8 foot coiled cords. Unit is designed for use in patient exam rooms.
M7401 | Light, Exam, Mobile, Spotlight, Mobile Stand | 1 | VV | The exam light shall be a mobile floor unit. The light will be a halogen bulb or LED that can produce a continuous and homogeneous spot of light adjustable from 5 to 9 inches in diameter from a set distance. The light intensity shall be a minimum of 750 foot-candles at a distance of 16 inches and have a color temperature of 3,200 degrees Kelvin. The unit will consist of an arm or sleeve of approximately 45 inches in length to allow for easy arm rotation and arm movement up and down. The unit shall be mounted on a caster base for easy movement.,
M9066 | Table, Examination, Treatment, Electro/Hydraulic | 1 | VV | Electro-hydraulic examination treatment table. Unit consists of a stainless steel base with an Electro-hydraulic system with foot controls. It includes vacuum formed vinyl contoured top, padded arm rest, adjustable knee rest, stainless steel drainage pan and built-in paper roll retainer/cutter. Designed for general use in treatment rooms for minor surgical procedures.
5 - SS204 - RR&D PI Office, Stff Sprt | 5 - SS204 - RR&D PI Office, Stff Sprt | 5 - SS204 - RR&D PI Office, Stff Sprt | 5 - SS204 - RR&D PI Office, Stff Sprt | 5 - SS204 - RR&D PI Office, Stff Sprt
JSN | NAME | QTY | ACQ | DESCRIPTION
A1010 | Telecommunication Outlet | 2 | CC | Telecommunication outlet location.
A1015 | Telephone, Desk, Multiple Line | 1 | VV | Telephone, desk, multiple line.
A5145 | Hook, Garment, Double, SS, Surface Mounted | 1 | CC | A surface mounted, satin finish stainless steel, double garment hook. Equipped with a concealed mounting bracket that is secured to a concealed wall plate. For general purpose use throughout the facility to hang various items of apparel.
E0078 | Workstation, L-Shaped w/Peninsula, Free Std, 78x72 | 1 | VV | This section will provide a whole work station typical to quickly plan work areas in clinical or administrative spaces. There will be a price decrease if typical work stations are used with vertical hanging strips instead of panels. THIS TYPICAL INCLUDES: 4 standard solid panels; 2 panel connectors, 2-way corner; 1 panel-to-panel connector; 2 finished end hardware; 1 cantilevered work surface; 1 peninsula work surface; 2 lockable flipper units; 2 shelf, storage/display; 2 lights; 1 tack board, 48"W; 1 tool rail, 30"W; 1 paper tray; 1 diagonal tray; 1 adjustable keyboard tray; 1 mobile pedestal, box/file.
F0110 | Bookcase, 3 Shelf | 1 | VV | Freestanding open metal shelf book case, approximately 60" high X 36" wide X 18" deep with three (3) adjustable shelves and four (4) non-marking floor glides.
F0205 | Chair, Side With Arms | 2 | VV | Upholstered side chair, 32" high X 21" wide X 23" deep with arms, padded seats and padded backs. Seat height is a minimum of 17". Available with or without sled base.
F0275 | Chair, Swivel, High Back | 1 | VV | Highback contemporary swivel chair, 41" high X 23" wide X 23" deep with five (5) caster swivel base and arms. Chair may be used at desks or in conference rooms. Back and seat are foam padded and upholstered with either woven textile fabric or vinyl.
F0420 | Cabinet, Filing, Lateral, Half Height | 1 | VV | Half height two (2) or three (3) drawer lateral filing cabinet, 28" high X 42" wide X 18" deep with recessed handles, locking device and drawer label holders. Drawers are adaptable to either letter or legal size materials.
F2000 | Basket, Wastepaper, Fire Resistant | 1 | VV | Wastepaper basket, fire resistant, approximately 40 quart capacity. This unit is used to collect and temporarily store small quantities of paper refuse in patient rooms, administrative areas and nursing stations. Size and shape varies depending on the application and manufacturer selected.
F3200 | Clock, Battery, 12" Diameter | 1 | VV | Clock, 12" diameter. Round surface, easy to read numbers with sweep second hand. Wall mounted unit for use when impractical to install a fully synchronized clock system. Battery operated, (batteries not included).
M1801 | Computer, Microprocessing, w/Flat Panel Monitor | 1 | VV | Desk top microprocessing computer. The unit shall consist of a central processing mini tower, flat panel monitor, keyboard, mouse and speakers. The system shall have the following minimum characteristics: a 2.8 GHz Pentium processor; 512 MB memory; 80GB hard drive; 32/48x CD-ROMDVD combo; 1.44MB network interface card; video 32 MB NVIDIA; a 18 inch flat panel monitor. The computer is used throughout the facility to input, manipulate and retrieve information.
6 - SS218 - RR&D Researcher Workstation, Stff Sprt | 6 - SS218 - RR&D Researcher Workstation, Stff Sprt | 6 - SS218 - RR&D Researcher Workstation, Stff Sprt | 6 - SS218 - RR&D Researcher Workstation, Stff Sprt | 6 - SS218 - RR&D Researcher Workstation, Stff Sprt
JSN | NAME | QTY | ACQ | DESCRIPTION
A1010 | Telecommunication Outlet | 2 | CC | Telecommunication outlet location.
A1015 | Telephone, Desk, Multiple Line | 1 | VV | Telephone, desk, multiple line.
E0120 | Workstation, Straight, Free Standing, 60" W | 1 | VV | This JSN will provide a whole work station typical to quickly plan work areas in clinical or administrative spaces. There will be a price decrease if typical work stations are used with vertical hanging strips instead of panels. THIS TYPICAL INCLUDES: 3 Standard Solid Panels 1 Panel - to Panel Connector 1 Panel Connector, 2-Way Corner 2 Finished End Hardware 1 Cantilevered, Work Surface 2 Lockable Flipper Units 2 Lights 1 Tack board 1 Tool Rail 1 Paper Tray 1 Diagonal Tray 1 Adjustable Keyboard Tray 1 Mobile Pedestal, Box/File 1 Support Panel
F0275 | Chair, Swivel, High Back | 1 | VV | Highback contemporary swivel chair, 41" high X 23" wide X 23" deep with five (5) caster swivel base and arms. Chair may be used at desks or in conference rooms. Back and seat are foam padded and upholstered with either woven textile fabric or vinyl.
F0420 | Cabinet, Filing, Lateral, Half Height | 1 | VV | Half height two (2) or three (3) drawer lateral filing cabinet, 28" high X 42" wide X 18" deep with recessed handles, locking device and drawer label holders. Drawers are adaptable to either letter or legal size materials.
F2000 | Basket, Wastepaper, Fire Resistant | 1 | VV | Wastepaper basket, fire resistant, approximately 40 quart capacity. This unit is used to collect and temporarily store small quantities of paper refuse in patient rooms, administrative areas and nursing stations. Size and shape varies depending on the application and manufacturer selected.
M1801 | Computer, Microprocessing, w/Flat Panel Monitor | 1 | VV | Desk top microprocessing computer. The unit shall consist of a central processing mini tower, flat panel monitor, keyboard, mouse and speakers. The system shall have the following minimum characteristics: a 2.8 GHz Pentium processor; 512 MB memory; 80GB hard drive; 32/48x CD-ROMDVD combo; 1.44MB network interface card; video 32 MB NVIDIA; a 18 inch flat panel monitor. The computer is used throughout the facility to input, manipulate and retrieve information.
7 - SS216 - RR&D Trainee Workstation, Stff Sprt | 7 - SS216 - RR&D Trainee Workstation, Stff Sprt | 7 - SS216 - RR&D Trainee Workstation, Stff Sprt | 7 - SS216 - RR&D Trainee Workstation, Stff Sprt | 7 - SS216 - RR&D Trainee Workstation, Stff Sprt
JSN | NAME | QTY | ACQ | DESCRIPTION
F0275 | Chair, Swivel, High Back | 1 | VV | Highback contemporary swivel chair, 41" high X 23" wide X 23" deep with five (5) caster swivel base and arms. Chair may be used at desks or in conference rooms. Back and seat are foam padded and upholstered with either woven textile fabric or vinyl.
F0715 | Carrel, Study Table | 1 | VV | Study carrel with table. Equipped with shelf for one (1) 12" monitor and book shelf, wire access grommets, built-in cable chase for wire management and adjustable floor glides. A convenience outlet is required at point of use to service computer equipment if used. Work surface is 29" high.
F2000 | Basket, Wastepaper, Fire Resistant | 1 | VV | Wastepaper basket, fire resistant, approximately 40 quart capacity. This unit is used to collect and temporarily store small quantities of paper refuse in patient rooms, administrative areas and nursing stations. Size and shape varies depending on the application and manufacturer selected.
M1801 | Computer, Microprocessing, w/Flat Panel Monitor | 1 | VV | Desk top microprocessing computer. The unit shall consist of a central processing mini tower, flat panel monitor, keyboard, mouse and speakers. The system shall have the following minimum characteristics: a 2.8 GHz Pentium processor; 512 MB memory; 80GB hard drive; 32/48x CD-ROMDVD combo; 1.44MB network interface card; video 32 MB NVIDIA; a 18 inch flat panel monitor. The computer is used throughout the facility to input, manipulate and retrieve information.
8 - SS212 - RR&D Collaboration Station, Stff Sprt | 8 - SS212 - RR&D Collaboration Station, Stff Sprt | 8 - SS212 - RR&D Collaboration Station, Stff Sprt | 8 - SS212 - RR&D Collaboration Station, Stff Sprt | 8 - SS212 - RR&D Collaboration Station, Stff Sprt
JSN | NAME | QTY | ACQ | DESCRIPTION
A1010 | Telecommunication Outlet | 2 | CC | Telecommunication outlet location.
A1011 | Telephone, Desk, 1 Line | 1 | VV | Telephone, desk, 1 line.
E0042 | Workcenter, Computer, Free Standing, 48" W | 1 | VV | THIS TYPICAL INCLUDES: 1 Tool Rail 2 Paper Tray 1 Diagonal Tray 1 Freestanding Work Surface 1 Mobile Pedestal, Box/File 1 Adjustable Keyboard Tray
F0275 | Chair, Swivel, High Back | 1 | VV | Highback contemporary swivel chair, 41" high X 23" wide X 23" deep with five (5) caster swivel base and arms. Chair may be used at desks or in conference rooms. Back and seat are foam padded and upholstered with either woven textile fabric or vinyl.
F0750 | Table, Office, (size as required) | 1 | VV | Office table, sized as required. May be used as either a four (4) to six (6) person conference table or as an extra work surface area.
F2000 | Basket, Wastepaper, Fire Resistant | 1 | VV | Wastepaper basket, fire resistant, approximately 40 quart capacity. This unit is used to collect and temporarily store small quantities of paper refuse in patient rooms, administrative areas and nursing stations. Size and shape varies depending on the application and manufacturer selected.
F3200 | Clock, Battery, 12" Diameter | 1 | VV | Clock, 12" diameter. Round surface, easy to read numbers with sweep second hand. Wall mounted unit for use when impractical to install a fully synchronized clock system. Battery operated, (batteries not included).
M1801 | Computer, Microprocessing, w/Flat Panel Monitor | 1 | VV | Desk top microprocessing computer. The unit shall consist of a central processing mini tower, flat panel monitor, keyboard, mouse and speakers. The system shall have the following minimum characteristics: a 2.8 GHz Pentium processor; 512 MB memory; 80GB hard drive; 32/48x CD-ROMDVD combo; 1.44MB network interface card; video 32 MB NVIDIA; a 18 inch flat panel monitor. The computer is used throughout the facility to input, manipulate and retrieve information.
9 - SS218 - RR&D Touch-down Workstation, Stff Sprt | 9 - SS218 - RR&D Touch-down Workstation, Stff Sprt | 9 - SS218 - RR&D Touch-down Workstation, Stff Sprt | 9 - SS218 - RR&D Touch-down Workstation, Stff Sprt | 9 - SS218 - RR&D Touch-down Workstation, Stff Sprt
JSN | NAME | QTY | ACQ | DESCRIPTION
A1010 | Telecommunication Outlet | 2 | CC | Telecommunication outlet location.
A1015 | Telephone, Desk, Multiple Line | 1 | VV | Telephone, desk, multiple line.
E0120 | Workstation, Straight, Free Standing, 60" W | 1 | VV | This JSN will provide a whole work station typical to quickly plan work areas in clinical or administrative spaces. There will be a price decrease if typical work stations are used with vertical hanging strips instead of panels. THIS TYPICAL INCLUDES: 3 Standard Solid Panels 1 Panel - to Panel Connector 1 Panel Connector, 2-Way Corner 2 Finished End Hardware 1 Cantilevered, Work Surface 2 Lockable Flipper Units 2 Lights 1 Tack board 1 Tool Rail 1 Paper Tray 1 Diagonal Tray 1 Adjustable Keyboard Tray 1 Mobile Pedestal, Box/File 1 Support Panel
F0275 | Chair, Swivel, High Back | 1 | VV | Highback contemporary swivel chair, 41" high X 23" wide X 23" deep with five (5) caster swivel base and arms. Chair may be used at desks or in conference rooms. Back and seat are foam padded and upholstered with either woven textile fabric or vinyl.
F0420 | Cabinet, Filing, Lateral, Half Height | 1 | VV | Half height two (2) or three (3) drawer lateral filing cabinet, 28" high X 42" wide X 18" deep with recessed handles, locking device and drawer label holders. Drawers are adaptable to either letter or legal size materials.
F2000 | Basket, Wastepaper, Fire Resistant | 1 | VV | Wastepaper basket, fire resistant, approximately 40 quart capacity. This unit is used to collect and temporarily store small quantities of paper refuse in patient rooms, administrative areas and nursing stations. Size and shape varies depending on the application and manufacturer selected.
M1801 | Computer, Microprocessing, w/Flat Panel Monitor | 1 | VV | Desk top microprocessing computer. The unit shall consist of a central processing mini tower, flat panel monitor, keyboard, mouse and speakers. The system shall have the following minimum characteristics: a 2.8 GHz Pentium processor; 512 MB memory; 80GB hard drive; 32/48x CD-ROMDVD combo; 1.44MB network interface card; video 32 MB NVIDIA; a 18 inch flat panel monitor. The computer is used throughout the facility to input, manipulate and retrieve information.
10 - SS285 - RR&D Huddle Room, Stff Sprt | 10 - SS285 - RR&D Huddle Room, Stff Sprt | 10 - SS285 - RR&D Huddle Room, Stff Sprt | 10 - SS285 - RR&D Huddle Room, Stff Sprt | 10 - SS285 - RR&D Huddle Room, Stff Sprt
JSN | NAME | QTY | ACQ | DESCRIPTION
A1010 | Telecommunication Outlet | 2 | CC | Telecommunication outlet location.
A1020 | Telephone, Conferencing System | 1 | VV | A tabletop telephone conferencing system typically found in a conference room. Features and accessories include 12-key telephone keypad, multiple conferencing navigation keys, console microphones, dynamic noise reduction, LCD display, caller ID and console loudspeaker.
A5212 | Bracket, Television, Wall-Mounted, Tilt/Angle | 1 | VV | A wall mounted, tilt/angled TV bracket for 37" to 80" TVs. Mount will be a universal and VESA compliant unit with a load capacity of up to 130 lbs.
A5220 | Bracket, Television, Wall Backing | 1 | CC | Wall mounted television bracket backing which provides additional support and strength for the installation of the television bracket. Option available for interior or exterior plate and sized for 12â€ 16â€ or 24â€ stud spacing.
F0225 | Chair, Dining Room | 4 | VV | Dining room chair with glides. Chair has straight legs with cushioned cloth or vinyl seat.
F0795 | Table, Dining | 1 | VV | Dining table. Round 42" diameter or square 42" X 42". Used in dining facilities and can comfortably seat up to four (4) persons.
M0507 | Video Teleconferencing System | 1 | VV | Shall be a video conferencing unit consisting of a camera, microphone, video/audio compression components, a component cart and a 32 inch monitor. It shall provide live audio-visual conferencing capabilities to dispersed geographic sites.
M0512 | Television, HDTV, Large Screen, 60" | 1 | VV | A high definition (HDTV) multimedia, slim design, 60"W to 65"W color television. The TV will have a 16.9 wide screen aspect ratio with full HD 1080p resolution and HDMI connections. TV may be LED, Plasma or LCD. TV will include a stand.
11 - SS224 - RR&D Private Call Room, Stff Sprt | 11 - SS224 - RR&D Private Call Room, Stff Sprt | 11 - SS224 - RR&D Private Call Room, Stff Sprt | 11 - SS224 - RR&D Private Call Room, Stff Sprt | 11 - SS224 - RR&D Private Call Room, Stff Sprt
JSN | NAME | QTY | ACQ | DESCRIPTION
A1010 | Telecommunication Outlet | 2 | CC | Telecommunication outlet location.
A1011 | Telephone, Desk, 1 Line | 1 | VV | Telephone, desk, 1 line.
F0280 | Chair, Swivel, Low Back | 2 | VV | Low back contemporary swivel chair, 37" high X 25" wide X 31" deep with a five (5) caster swivel base, arms and foam padded seat and back upholstered with either woven textile fabric or vinyl.
F0640 | Desk, Single Pedestal | 1 | VV | Single pedestal flat top desk, 30" high X 66" wide X 30" deep with right or left hand pedestal, one (1) box drawer, one (1) file drawer, modesty panel and floor glides.
F2000 | Basket, Wastepaper, Fire Resistant | 1 | VV | Wastepaper basket, fire resistant, approximately 40 quart capacity. This unit is used to collect and temporarily store small quantities of paper refuse in patient rooms, administrative areas and nursing stations. Size and shape varies depending on the application and manufacturer selected.
F3200 | Clock, Battery, 12" Diameter | 1 | VV | Clock, 12" diameter. Round surface, easy to read numbers with sweep second hand. Wall mounted unit for use when impractical to install a fully synchronized clock system. Battery operated, (batteries not included).
M0507 | Video Teleconferencing System | 1 | VV | Shall be a video conferencing unit consisting of a camera, microphone, video/audio compression components, a component cart and a 32 inch monitor. It shall provide live audio-visual conferencing capabilities to dispersed geographic sites.
M1801 | Computer, Microprocessing, w/Flat Panel Monitor | 1 | VV | Desk top microprocessing computer. The unit shall consist of a central processing mini tower, flat panel monitor, keyboard, mouse and speakers. The system shall have the following minimum characteristics: a 2.8 GHz Pentium processor; 512 MB memory; 80GB hard drive; 32/48x CD-ROMDVD combo; 1.44MB network interface card; video 32 MB NVIDIA; a 18 inch flat panel monitor. The computer is used throughout the facility to input, manipulate and retrieve information.
12 - SS101 - RR&D Conference / Multipurpose Room, Educ Svc | 12 - SS101 - RR&D Conference / Multipurpose Room, Educ Svc | 12 - SS101 - RR&D Conference / Multipurpose Room, Educ Svc | 12 - SS101 - RR&D Conference / Multipurpose Room, Educ Svc | 12 - SS101 - RR&D Conference / Multipurpose Room, Educ Svc
JSN | NAME | QTY | ACQ | DESCRIPTION
A1010 | Telecommunication Outlet | 1 | CC | Telecommunication outlet location.
A1020 | Telephone, Conferencing System | 1 | VV | A tabletop telephone conferencing system typically found in a conference room. Features and accessories include 12-key telephone keypad, multiple conferencing navigation keys, console microphones, dynamic noise reduction, LCD display, caller ID and console loudspeaker.
A5212 | Bracket, Television, Wall-Mounted, Tilt/Angle | 1 | VV | A wall mounted, tilt/angled TV bracket for 37" to 80" TVs. Mount will be a universal and VESA compliant unit with a load capacity of up to 130 lbs.
A5220 | Bracket, Television, Wall Backing | 1 | CC | Wall mounted television bracket backing which provides additional support and strength for the installation of the television bracket. Option available for interior or exterior plate and sized for 12â€ 16â€ or 24â€ stud spacing.
A6046 | Artwork, Decorative, With Frame | 1 | VV | This JSN is to be used for determining and defining location of decorative artwork.
F0220 | Chair, Conference | 10 | VV | Conference chair designed to complement the executive furniture package selected. Foam rubber cushioned seats and backs covered with either woven fabric or vinyl. Base with 5 (five) swivel casters.
F0755 | Table, Conference, Wood | 2 | VV | Executive conference table. Dimensions are approximately 30" high, 48" wide with lengths varying from 74" to 96". These tables add traditional elegance to any conference room.
F2000 | Basket, Wastepaper, Fire Resistant | 1 | VV | Wastepaper basket, fire resistant, approximately 40 quart capacity. This unit is used to collect and temporarily store small quantities of paper refuse in patient rooms, administrative areas and nursing stations. Size and shape varies depending on the application and manufacturer selected.
F3200 | Clock, Battery, 12" Diameter | 1 | VV | Clock, 12" diameter. Round surface, easy to read numbers with sweep second hand. Wall mounted unit for use when impractical to install a fully synchronized clock system. Battery operated, (batteries not included).
M0507 | Video Teleconferencing System | 1 | VV | Shall be a video conferencing unit consisting of a camera, microphone, video/audio compression components, a component cart and a 32 inch monitor. It shall provide live audio-visual conferencing capabilities to dispersed geographic sites.
M0512 | Television, HDTV, Large Screen, 60" | 1 | VV | A high definition (HDTV) multimedia, slim design, 60"W to 65"W color television. The TV will have a 16.9 wide screen aspect ratio with full HD 1080p resolution and HDMI connections. TV may be LED, Plasma or LCD. TV will include a stand.
13 - SB773 - RR&D Conference / Multipurpose Storage Room, Lgstcs Svc | 13 - SB773 - RR&D Conference / Multipurpose Storage Room, Lgstcs Svc | 13 - SB773 - RR&D Conference / Multipurpose Storage Room, Lgstcs Svc | 13 - SB773 - RR&D Conference / Multipurpose Storage Room, Lgstcs Svc | 13 - SB773 - RR&D Conference / Multipurpose Storage Room, Lgstcs Svc
JSN | NAME | QTY | ACQ | DESCRIPTION
A1010 | Telecommunication Outlet | 1 | CC | Telecommunication outlet location.
A1014 | Telephone, Wall Mounted, 1 Line, With Speaker | 1 | VV | Telephone, wall mounted, 1 line, with speaker.
M2055 | Shelving, Storage, Wire, CRS, w/Adjustable Shelves | 4 | VV | Stationary, wire, shelving unit. Unit has fully adjustable shelves constructed of stainless steel. For use in general purpose storage areas. Shelving is provided in various sizes and configurations. Price provided is for a unit approximately 74"H x 18"D x 48"W with four shelves.
14 - SC811 - RR&D Records Storage Room, R&D | 14 - SC811 - RR&D Records Storage Room, R&D | 14 - SC811 - RR&D Records Storage Room, R&D | 14 - SC811 - RR&D Records Storage Room, R&D | 14 - SC811 - RR&D Records Storage Room, R&D
JSN | NAME | QTY | ACQ | DESCRIPTION
A1010 | Telecommunication Outlet | 1 | CC | Telecommunication outlet location.
A1014 | Telephone, Wall Mounted, 1 Line, With Speaker | 1 | VV | Telephone, wall mounted, 1 line, with speaker.
M2055 | Shelving, Storage, Wire, CRS, w/Adjustable Shelves | 1 | VV | Stationary, wire, shelving unit. Unit has fully adjustable shelves constructed of stainless steel. For use in general purpose storage areas. Shelving is provided in various sizes and configurations. Price provided is for a unit approximately 74"H x 18"D x 48"W with four shelves.
15 - SC715 - RR&D Research Informatics Room, R&D | 15 - SC715 - RR&D Research Informatics Room, R&D | 15 - SC715 - RR&D Research Informatics Room, R&D | 15 - SC715 - RR&D Research Informatics Room, R&D | 15 - SC715 - RR&D Research Informatics Room, R&D
JSN | NAME | QTY | ACQ | DESCRIPTION
A1010 | Telecommunication Outlet | 3 | CC | Telecommunication outlet location.
F0280 | Chair, Swivel, Low Back | 2 | VV | Low back contemporary swivel chair, 37" high X 25" wide X 31" deep with a five (5) caster swivel base, arms and foam padded seat and back upholstered with either woven textile fabric or vinyl.
F0640 | Desk, Single Pedestal | 1 | VV | Single pedestal flat top desk, 30" high X 66" wide X 30" deep with right or left hand pedestal, one (1) box drawer, one (1) file drawer, modesty panel and floor glides.
F2000 | Basket, Wastepaper, Fire Resistant | 1 | VV | Wastepaper basket, fire resistant, approximately 40 quart capacity. This unit is used to collect and temporarily store small quantities of paper refuse in patient rooms, administrative areas and nursing stations. Size and shape varies depending on the application and manufacturer selected.
M2055 | Shelving, Storage, Wire, CRS, w/Adjustable Shelves | 1 | VV | Stationary, wire, shelving unit. Unit has fully adjustable shelves constructed of stainless steel. For use in general purpose storage areas. Shelving is provided in various sizes and configurations. Price provided is for a unit approximately 74"H x 18"D x 48"W with four shelves.
16 - SS268 - RR&D Copy / Supply Alcove, Stff Sprt | 16 - SS268 - RR&D Copy / Supply Alcove, Stff Sprt | 16 - SS268 - RR&D Copy / Supply Alcove, Stff Sprt | 16 - SS268 - RR&D Copy / Supply Alcove, Stff Sprt | 16 - SS268 - RR&D Copy / Supply Alcove, Stff Sprt
JSN | NAME | QTY | ACQ | DESCRIPTION
A1011 | Telephone, Desk, 1 Line | 1 | VV | Telephone, desk, 1 line.
C04F0 | Cabinet, U/C/B, 1 Shelf, 2 Half DR, 2 DO, 36x36x22 | 1 | CC | Standing height under counter base cabinet with an adjustable shelf and two half width drawers above solid hinged doors. Also referred to as a combination cabinet or a drawer and cupboard cabinet. For general purpose use throughout the facility.
CT020 | Countertop, Solid Surface | 1 | CC | A solid, nonporous countertop with a smooth seamless appearance. Easy to clean and maintain and with proper cleaning does not support the growth of mold. An acrylic-based solid surface product. Standard thickness of 1", and a 4" butt backsplash/curb. Also referred to as a work surface or work top. Available in a choice of colors and depths. Used in lab and other hospital areas requiring optimum physical and chemical resisting properties.
F2000 | Basket, Wastepaper, Fire Resistant | 1 | VV | Wastepaper basket, fire resistant, approximately 40 quart capacity. This unit is used to collect and temporarily store small quantities of paper refuse in patient rooms, administrative areas and nursing stations. Size and shape varies depending on the application and manufacturer selected.
F2550 | Shredder, Paper Heavy Duty | 1 | VV | Shredder shall be able to process a minimum of 25 sheets of paper per pass at a minimum rate of 20 feet per minute. The unit shall have a 16 inch throat to accept paper. Paper shall be shredded into 1/4 inch strips.
M1810 | Copier, Floor Standing, Digital | 1 | VV | Floor standing copier. Unit features automatic paper size selection, automatic document feeder and sorter. The system also has zoom capabilities and automatic two-sided copying. For use where medium volume reproduction is required in the range of 30 to 40 copies per minute.
17 - SS262 - RR&D Staff Breakroom, Stff Sprt | 17 - SS262 - RR&D Staff Breakroom, Stff Sprt | 17 - SS262 - RR&D Staff Breakroom, Stff Sprt | 17 - SS262 - RR&D Staff Breakroom, Stff Sprt | 17 - SS262 - RR&D Staff Breakroom, Stff Sprt
JSN | NAME | QTY | ACQ | DESCRIPTION
A1010 | Telecommunication Outlet | 1 | CC | Telecommunication outlet location.
A1012 | Telephone, Wall Mounted, 1 Line | 1 | VV | Telephone, wall mounted, 1 line.
A1080 | Mirror, Posture, Wall Mounted | 1 | CC | Wall mounted posture mirror. Consists of a 1/4" plate glass in a sturdy corrosion resistant frame with water proof back. For educational and therapy programs.
A5075 | Dispenser, Soap, Disposable | 1 | VV | Disposable soap dispenser. One-handed dispensing operation. Designed to accommodate disposable soap cartridge and valve.
A5080 | Dispenser, Paper Towel, SS, Surface Mounted | 1 | CC | A surface mounted, satin finish stainless steel, single-fold, paper towel dispenser. Dispenser features: tumbler lock; front hinged at bottom; and refill indicator slot. Minimum capacity 400 single-fold paper towels. For general purpose use throughout the facility.
A5145 | Hook, Garment, Double, SS, Surface Mounted | 1 | CC | A surface mounted, satin finish stainless steel, double garment hook. Equipped with a concealed mounting bracket that is secured to a concealed wall plate. For general purpose use throughout the facility to hang various items of apparel.
A5210 | Bracket, Television, Wall Mounted, w/Adjust Arm | 1 | VV | Wall mounted television bracket with adjustable arm. Consists of movable arm with minimum 120 degree swivel. Designed for holding wall mounted, flat panel television units in patient rooms.
A5220 | Bracket, Television, Wall Backing | 1 | CC | Wall mounted television bracket backing which provides additional support and strength for the installation of the television bracket. Option available for interior or exterior plate and sized for 12â€ 16â€ or 24â€ stud spacing.
C02C0 | Cabinet, U/C/B, 1 Shelf, 1 Drawer, 1 DO, 36x24x22 | 1 | CC | Standing height under counter base cabinet with an adjustable shelf and a full width drawer above a solid right or left-hinged door (appropriate door hinge configuration to be indicated on equipment elevation drawings). Also referred to as a combination cabinet or a drawer and cupboard cabinet. For general purpose use throughout the facility.
C02D0 | Cabinet, U/C/B, 4 Drawer, 36x24x22 | 1 | CC | Standing height under counter base cabinet with four full width drawers of equal height. Also referred to as a drawer cabinet. For general purpose use throughout the facility.
C04P0 | Cabinet, Sink, U/C/B, 2 Door, 36x36x22 | 1 | CC | Standing height under counter base sink cabinet with solid hinged doors. Also referred to as a double-door sink cabinet. For general purpose use throughout the facility where a sink is to be used. Coordinate actual clear cabinet dimension with the actual outside dimension of sink that is specified to ensure that they are compatible.
CB020 | Cabinet, W/H, 2 Shelf, 1 DO, Sloping Top, 38x24x13 | 2 | CC | Wall hung cabinet with two adjustable shelves, solid right or left-hinged door (appropriate door hinge configuration to be indicated on equipment elevation drawings), and sloping top. Also referred to as a solid hinged single door case. For general purpose use throughout the facility.
CS010 | Sink, SS, Single Compartment, 7.5x12x12 ID | 1 | CC | Single compartment stainless steel sink, drop-in, self-rimming, ledge-type, connected with a drain and provided with a mixing faucet. It shall also be provided with pre-punched fixture holes on 4" center, integral back ledge to accommodate deck-mounted fixtures, brushed/polished interior and top surfaces, and sound deadened. Recommended for use in suspended or U/C/B sink cabinets having a high plastic laminate or Chemsurf laminate countertop/work surface. For general purpose use throughout the facility.
CT020 | Countertop, Solid Surface | 7 | CC | A solid, nonporous countertop with a smooth seamless appearance. Easy to clean and maintain and with proper cleaning does not support the growth of mold. An acrylic-based solid surface product. Standard thickness of 1", and a 4" butt backsplash/curb. Also referred to as a work surface or work top. Available in a choice of colors and depths. Used in lab and other hospital areas requiring optimum physical and chemical resisting properties.
F0225 | Chair, Dining Room | 4 | VV | Dining room chair with glides. Chair has straight legs with cushioned cloth or vinyl seat.
F0795 | Table, Dining | 1 | VV | Dining table. Round 42" diameter or square 42" X 42". Used in dining facilities and can comfortably seat up to four (4) persons.
F2015 | Basket, Wastepaper, Metal/Plastic,2 Swinging Doors | 1 | VV | Metal receptacle for soiled / used towels or waste. Equipped with a removable tapered top with two independently operating self-closing, spring hinged doors. Used in public facilities for the collection and temporary storage of refuse.
F3065 | Whiteboard/Bulletin Board, Combination | 1 | VV | A combination whiteboard and bulletin board, half LCS and half cork. Available with either aluminum or wood frame. It can be used in patient rooms or in any appropriate space in the facility.
F3200 | Clock, Battery, 12" Diameter | 1 | VV | Clock, 12" diameter. Round surface, easy to read numbers with sweep second hand. Wall mounted unit for use when impractical to install a fully synchronized clock system. Battery operated, (batteries not included).
K1552 | Brewer, Coffee, Auto, Elect, 3 Burner, Front/Back | 1 | VV | Space saving front to back automatic coffee maker. This unit includes a heating tank, connection for a cold water supply, decanter service with three burners, funnel and a water flow controller. The unit is used for semi-automatic coffee brewing in cafeterias and commercial institutions. The unit automatically shuts off the water flow when enough has passed through to fill the pot. The unit is normally provided plumbed with a hot water faucet to the side for making other hot drinks (tea, cider, cocoa, etc.). The database height dimension does not include the clearance for coffee decanters warming on the upper burners.
K4665 | Oven, Microwave, Consumer | 1 | VV | Counter mounted microwave oven for average duty use. The exterior cabinet can be metal or heavy duty impact resistant plastic. The oven delivers instant energy for rapid heating, defrosting or prime cooking. The oven has touch pad controls, digital timer, power level selector and preprogrammed selectors for commonly cooked items. This oven is commonly found in staff lounges.
M0515 | Television, HD, 40" Class | 1 | VV | High definition (HDTV) multimedia flat panel LED 40" class display television. The TV will have a 16:9 wide screen aspect ratio, minimum of 1920 x 1080 display resolution, digital tuner, minimum refresh rate of 60Hz, minimum of two HDMI ports and 1 USB port ENERGY STAR certified.
R7250 | Refrigerator/Freezer, 20 Cubic Feet | 1 | VV | Refrigerator/freezer unit. This type unit includes a food saver system that helps keep food fresher. It also includes roll out wheels and is equipped for an optional automatic icemaker. This unit is of commercial or residential design and use.
18 - SV692 - RR&D Vending Alcove, VC Svc | 18 - SV692 - RR&D Vending Alcove, VC Svc | 18 - SV692 - RR&D Vending Alcove, VC Svc | 18 - SV692 - RR&D Vending Alcove, VC Svc | 18 - SV692 - RR&D Vending Alcove, VC Svc
JSN | NAME | QTY | ACQ | DESCRIPTION
A6030 | Machine, Vending | 1 | L_RE | This JSN is to be used for determining and defining the requirement for vending machines. Item is normally leased or supplied by Army & Air Force Exchange Service, (AAFES).
F2015 | Basket, Wastepaper, Metal/Plastic,2 Swinging Doors | 1 | VV | Metal receptacle for soiled / used towels or waste. Equipped with a removable tapered top with two independently operating self-closing, spring hinged doors. Used in public facilities for the collection and temporary storage of refuse.
19 - SB653 - RR&D Mailroom, Lgstcs Svc | 19 - SB653 - RR&D Mailroom, Lgstcs Svc | 19 - SB653 - RR&D Mailroom, Lgstcs Svc | 19 - SB653 - RR&D Mailroom, Lgstcs Svc | 19 - SB653 - RR&D Mailroom, Lgstcs Svc
JSN | NAME | QTY | ACQ | DESCRIPTION
_0051 | Bin, Mailroom Sorting w/Riser | 2 | VV | Mail distribution cabinet. Horizontal style distribution boxes. Unit consists of adjustable horizontal dividers and/or adjustable shelves. Unit can be customized to fit the client needs. Used for mail distribution. 84"w x 60"h x 30"d
_0052 | Mail Cart, Lockable | 4 | VV | Large capacity lockable mail cart. Top box section constructed of 18 gauge steel, lower section contains mail cart wire basket. The cart has 10" rear tires and 4 " front casters. Overall size is 22"w x 49"d x 40"h
_0054 | Camera, Dome, Ceiling Mounted, CCTV | 3 | CC | A high definition video surveillance camera. The camera is capable of full 1080p resolution at 30 frames per second while optimizing network usage with H.264, MPEG-4 and JPEG compression formats. Camera will have an open, standards-based design providing a platform for integration and operation as an independent device or as part of a surveillance network.
_0061 | Mail, Paper Inserter | 1 | VV | A tabletop or floor standing device used to fold documents and insert them into envelopes with speeds exceeding 2,100 envelopes per hour. Optional metering function.
_0062 | Postage Meter | 1 | VV | A device used to electronically document the correct postage of each piece of mail with capability to print directly on the mail or on a label.
_0077 | Desk, Single Pedestal, Large | 1 | VV | Single pedestal flat top desk, 30" high X 66" wide X 30" deep with right or left hand pedestal, one (1) box drawer, one (1) file drawer, modesty panel and floor glides.
_0078 | Locker, Package | 2 | VV | Rear loading parcel box for the delivery of parcels with dual locking system Consists of aluminum compartment doors and zinc plated steel compartments. Used for mail distribution. Unit consists of 2 doors
A1010 | Telecommunication Outlet | 1 | CC | Telecommunication outlet location.
A1015 | Telephone, Desk, Multiple Line | 1 | VV | Telephone, desk, multiple line.
A1055 | Mailbox, Horizontal, Rear Loading | 2 | CC | Horizontal, rear loading mail box. Consists of aluminum compartment doors with single dial reset-table combination lock, and zinc plated steel compartments. Used for mail distribution. Unit consists of 60 doors (door sizes either 12" high and 5" wide or 12" wide and 5" high). Size as required.
A1066 | Mirror, Float Glass, With SS Frame | 1 | CC | A high quality 1/4" polished float glass mirror 36X18, framed in a one-piece, bright polished, stainless steel channel frame with 90Â° mitered corners. All edges of the mirror are protected by absorbing filler strips. Mirror has a galvanized steel back with integral horizontal hanging brackets and wall hanger for concealed mounting. For mounting above single wall mounted lavatories located in toilet areas, Doctors examination offices, etc. May also be used above double lavatories, either wall or countertop mounted, found in restroom areas.
A5075 | Dispenser, Soap, Disposable | 1 | VV | Disposable soap dispenser. One-handed dispensing operation. Designed to accommodate disposable soap cartridge and valve.
A5077 | Dispenser, Hand Sanitizer, Hands-Free | 1 | VV | A touch free wall-mounted hand sanitizer dispenser. For use throughout a healthcare facility. Unit does not include the sanitizing liquid. Units are battery operated.
A5080 | Dispenser, Paper Towel, SS, Surface Mounted | 1 | CC | A surface mounted, satin finish stainless steel, single-fold, paper towel dispenser. Dispenser features: tumbler lock; front hinged at bottom; and refill indicator slot. Minimum capacity 400 single-fold paper towels. For general purpose use throughout the facility.
F0100 | Bin, Mail Sorting, Table Mounted | 2 | VV | Table mounted mail sorting bin with sufficient adjustable dividers to accommodate all standard size papers, and computer reports. Typical number of compartments for bin is forty eight (48).
F0275 | Chair, Swivel, High Back | 3 | VV | Highback contemporary swivel chair, 41" high X 23" wide X 23" deep with five (5) caster swivel base and arms. Chair may be used at desks or in conference rooms. Back and seat are foam padded and upholstered with either woven textile fabric or vinyl.
F0640 | Desk, Single Pedestal | 2 | VV | Single pedestal flat top desk, 30" high X 66" wide X 30" deep with right or left hand pedestal, one (1) box drawer, one (1) file drawer, modesty panel and floor glides.
F0775 | Table, Work, 2 Drawer | 2 | VV | Work table approximately 32" high X 72" wide X 30" deep with two drawers and a hard wood top.
F2000 | Basket, Wastepaper, Fire Resistant | 1 | VV | Wastepaper basket, fire resistant, approximately 40 quart capacity. This unit is used to collect and temporarily store small quantities of paper refuse in patient rooms, administrative areas and nursing stations. Size and shape varies depending on the application and manufacturer selected.
F2017 | Waste Receptacle, 24 GAL | 2 | VV | Rectangular steel waste receptacle with step-on lid and 24 gallon capacity. The receptacle is used to collect and temporarily store small quantities of paper refuse. Can be used in restrooms, patient areas, laboratories, pharmacies, etc.
F2025 | Container, Recycling, Small | 1 | VV | Recycling container shall be approximately 10-gallons in capacity. The container may be Recycle Blue in color with the recycle symbol identified on the container.
F3100 | Safe, Collection Agent | 1 | VV | Collection agent safe. Unit consists of thick door equipped with combination lock. All steel welded construction. For special document and record storage.
F3200 | Clock, Battery, 12" Diameter | 1 | VV | Clock, 12" diameter. Round surface, easy to read numbers with sweep second hand. Wall mounted unit for use when impractical to install a fully synchronized clock system. Battery operated, (batteries not included).
M1801 | Computer, Microprocessing, w/Flat Panel Monitor | 1 | VV | Desk top microprocessing computer. The unit shall consist of a central processing mini tower, flat panel monitor, keyboard, mouse and speakers. The system shall have the following minimum characteristics: a 2.8 GHz Pentium processor; 512 MB memory; 80GB hard drive; 32/48x CD-ROMDVD combo; 1.44MB network interface card; video 32 MB NVIDIA; a 18 inch flat panel monitor. The computer is used throughout the facility to input, manipulate and retrieve information.
M1825 | Printer, Computer | 1 | VV | High resolution computer printer with a variety of type styles and sheet/envelope feeder trays. Database information reflects network ready, medium duty office style laser printers. Other types of printers (bubble jet, dot matrix, line or plotter) as well as light or heavy use capabilities are available.
M2070 | Shelving, Storage, 77hx36wx18d | 2 | VV | Storage shelving unit approximately 77" H X 36" W X 18" D. Corrosion resistant baked enamel, galvanized or stainless steel open unit with adjustable shelves. The closed version is also available. For use in the storage room.
P3100 | Lavatory, Vitreous China, Slab Type | 1 | CC | Wall mounted, slab type, vitreous china, lavatory (approximate bowl size 7"x15"x10") with: faucet holes on 4" centers; gooseneck spout; wrist blade handles; and grid strainer. It shall be suitable for use in clinics, offices, washrooms or patient care area.
20 - SB773 - RR&D Storage Room, Lgstcs Svc | 20 - SB773 - RR&D Storage Room, Lgstcs Svc | 20 - SB773 - RR&D Storage Room, Lgstcs Svc | 20 - SB773 - RR&D Storage Room, Lgstcs Svc | 20 - SB773 - RR&D Storage Room, Lgstcs Svc
JSN | NAME | QTY | ACQ | DESCRIPTION
A1010 | Telecommunication Outlet | 1 | CC | Telecommunication outlet location.
A1014 | Telephone, Wall Mounted, 1 Line, With Speaker | 1 | VV | Telephone, wall mounted, 1 line, with speaker.
M2055 | Shelving, Storage, Wire, CRS, w/Adjustable Shelves | 4 | VV | Stationary, wire, shelving unit. Unit has fully adjustable shelves constructed of stainless steel. For use in general purpose storage areas. Shelving is provided in various sizes and configurations. Price provided is for a unit approximately 74"H x 18"D x 48"W with four shelves.
21 - SS229 - RR&D Coat Closet, Stff Sprt | 21 - SS229 - RR&D Coat Closet, Stff Sprt | 21 - SS229 - RR&D Coat Closet, Stff Sprt | 21 - SS229 - RR&D Coat Closet, Stff Sprt | 21 - SS229 - RR&D Coat Closet, Stff Sprt
JSN | NAME | QTY | ACQ | DESCRIPTION
A5145 | Hook, Garment, Double, SS, Surface Mounted | 1 | CC | A surface mounted, satin finish stainless steel, double garment hook. Equipped with a concealed mounting bracket that is secured to a concealed wall plate. For general purpose use throughout the facility to hang various items of apparel.
M2055 | Shelving, Storage, Wire, CRS, w/Adjustable Shelves | 1 | VV | Stationary, wire, shelving unit. Unit has fully adjustable shelves constructed of stainless steel. For use in general purpose storage areas. Shelving is provided in various sizes and configurations. Price provided is for a unit approximately 74"H x 18"D x 48"W with four shelves.
22 - SS232 - RR&D Female Staff Locker Room, Stff Sprt | 22 - SS232 - RR&D Female Staff Locker Room, Stff Sprt | 22 - SS232 - RR&D Female Staff Locker Room, Stff Sprt | 22 - SS232 - RR&D Female Staff Locker Room, Stff Sprt | 22 - SS232 - RR&D Female Staff Locker Room, Stff Sprt
JSN | NAME | QTY | ACQ | DESCRIPTION
A1010 | Telecommunication Outlet | 1 | CC | Telecommunication outlet location.
A1012 | Telephone, Wall Mounted, 1 Line | 1 | VV | Telephone, wall mounted, 1 line.
A1040 | Locker, 2 Person, Side by Side, 72x15x18 | 8 | VV | Two person side by side locker. Steel unit. It consists of side by side compartments for hanging clothes and over/under compartments for hats, etc. Used for personal belongings storage.
A1080 | Mirror, Posture, Wall Mounted | 1 | CC | Wall mounted posture mirror. Consists of a 1/4" plate glass in a sturdy corrosion resistant frame with water proof back. For educational and therapy programs.
A5020 | Bench, Locker Room, Floor Mounted | 1 | CC | Locker room bench. Floor mounting -1-1/4" thick. Benches are sanded smooth with two coats of moisture-resistant sealer to ensure a protective, satin gloss surface, and mounted on strong steel pedestal anchored to the floor. Over all height of 18" includes pedestal. Size as required.
F2000 | Basket, Wastepaper, Fire Resistant | 1 | VV | Wastepaper basket, fire resistant, approximately 40 quart capacity. This unit is used to collect and temporarily store small quantities of paper refuse in patient rooms, administrative areas and nursing stations. Size and shape varies depending on the application and manufacturer selected.
F3200 | Clock, Battery, 12" Diameter | 1 | VV | Clock, 12" diameter. Round surface, easy to read numbers with sweep second hand. Wall mounted unit for use when impractical to install a fully synchronized clock system. Battery operated, (batteries not included).
23 - SS241 - RR&D Male Staff Locker Room, Stff Sprt | 23 - SS241 - RR&D Male Staff Locker Room, Stff Sprt | 23 - SS241 - RR&D Male Staff Locker Room, Stff Sprt | 23 - SS241 - RR&D Male Staff Locker Room, Stff Sprt | 23 - SS241 - RR&D Male Staff Locker Room, Stff Sprt
JSN | NAME | QTY | ACQ | DESCRIPTION
A1010 | Telecommunication Outlet | 1 | CC | Telecommunication outlet location.
A1012 | Telephone, Wall Mounted, 1 Line | 1 | VV | Telephone, wall mounted, 1 line.
A1040 | Locker, 2 Person, Side by Side, 72x15x18 | 8 | VV | Two person side by side locker. Steel unit. It consists of side by side compartments for hanging clothes and over/under compartments for hats, etc. Used for personal belongings storage.
A1080 | Mirror, Posture, Wall Mounted | 1 | CC | Wall mounted posture mirror. Consists of a 1/4" plate glass in a sturdy corrosion resistant frame with water proof back. For educational and therapy programs.
A5020 | Bench, Locker Room, Floor Mounted | 1 | CC | Locker room bench. Floor mounting -1-1/4" thick. Benches are sanded smooth with two coats of moisture-resistant sealer to ensure a protective, satin gloss surface, and mounted on strong steel pedestal anchored to the floor. Over all height of 18" includes pedestal. Size as required.
F2000 | Basket, Wastepaper, Fire Resistant | 1 | VV | Wastepaper basket, fire resistant, approximately 40 quart capacity. This unit is used to collect and temporarily store small quantities of paper refuse in patient rooms, administrative areas and nursing stations. Size and shape varies depending on the application and manufacturer selected.
F3200 | Clock, Battery, 12" Diameter | 1 | VV | Clock, 12" diameter. Round surface, easy to read numbers with sweep second hand. Wall mounted unit for use when impractical to install a fully synchronized clock system. Battery operated, (batteries not included).
24 - SB202 - RR&D Female Staff Toilet, Bldg Sprt | 24 - SB202 - RR&D Female Staff Toilet, Bldg Sprt | 24 - SB202 - RR&D Female Staff Toilet, Bldg Sprt | 24 - SB202 - RR&D Female Staff Toilet, Bldg Sprt | 24 - SB202 - RR&D Female Staff Toilet, Bldg Sprt
JSN | NAME | QTY | ACQ | DESCRIPTION
A1067 | Mirror, Float Glass, ADA Accessible | 1 | CC | A high quality 1/4" polished float glass mirror with a stainless steel frame. Frame holds mirror in a tilted position for accessibility and compliance with ADA requirements. Mirror has a galvanized steel back secured to frame with concealed screws with integral horizontal hanging brackets. Mirror shall be approximately 18" wide and 36" high. Other sizes are available.
A4995 | Table, Diaper Changing, Wall Mounted | 1 | CC | Wall mounted diaper changing table for use in public restrooms. Unit is a fold down system that folds upward when not in use for minimal intrusion into the room. Changing surface is contoured and has safety belt to insure that an infant will not fall from the table. Table is designed to hold no less than 250 pounds static weight. Closed dimensions are approximately 21" H x 36" W x 5" D. Open dimensions vary according to style. One system's open dimensions are 15 " high, 32" wide and 19" deep.
A5075 | Dispenser, Soap, Disposable | 1 | VV | Disposable soap dispenser. One-handed dispensing operation. Designed to accommodate disposable soap cartridge and valve.
A5082 | Dispenser, Paper Towel, Sensor, Hands Free | 1 | CC | A surface mounted, sensor activated, automatic, roll paper towel dispenser. The unit dispenses a paper towel automatically only when hands are place in position below the dispenser for maximum sanitation and hygiene. May include adjustable settings for sheet length, time delay, and sensor range. Unit is battery operated or with optional AC power adapter.
A5090 | Disposal, Sanitary Napkin, SS, Surface Mounted | 1 | CC | A surface mounted, satin finish stainless steel, sanitary napkin disposal. Disposal features a flip-up cover, secured to the container by a heavy duty stainless steel piano-hinge. Disposal may be secured to wall or toilet partition. For general purpose use in female toilet stalls or rooms and uni-sex toilet rooms.
A5109 | Grab Bar, ABA Compliant, SS, 2-Wall, W/C Accessible | 1 | CC | 2-wall toilet stall/room grab bar with concealed mounting flanges and a satin finish stainless steel peened gripping surface.. Snap over flanges are provided to conceal mounting screws. A selection of mounting kits and concealed anchor devices are available from the manufacturers for different types of installations. Grab bar shall comply with all barrier-free accessibility guidelines for design, sizing, positioning, installation, and structural strength. For typical water closet applications in toilet stalls and rooms where Architectural Barriers Act grab bar requirements must be met.
A5145 | Hook, Garment, Double, SS, Surface Mounted | 1 | CC | A surface mounted, satin finish stainless steel, double garment hook. Equipped with a concealed mounting bracket that is secured to a concealed wall plate. For general purpose use throughout the facility to hang various items of apparel.
A5200 | Dispenser, Toilet Tissue, SS, 2-Roll, Surface Mntd | 1 | CC | A concealed surface mounted, double roll, satin finish stainless steel, toilet tissue dispenser. Unit accommodates two standard-core toilet tissue rolls through 5" in diameter. Spindles are chrome plated plastic with a heavy-duty internal spring and turn freely for non-controlled delivery. For general purpose use in restrooms.
CT025 | Countertop, Solid Surface with Sink Combination | 1 | CC | A solid, nonporous countertop approximately 36"W x 22"D with a undercounter sink combination. The countertop is an acrylic-based solid surface product with a standard thickness of 1", and a 4" butt backsplash/curb. Surfaces will be easy to clean and maintain. Also referred to as a work surface or work top with sink. Available in a choice of colors, depths and sink shapes. Used for various applications in patient rooms, restrooms and throughout the facility. Usually a part of a casework interior design program. Unit does not include the drain and faucet.
F2015 | Basket, Wastepaper, Metal/Plastic,2 Swinging Doors | 1 | VV | Metal receptacle for soiled / used towels or waste. Equipped with a removable tapered top with two independently operating self-closing, spring hinged doors. Used in public facilities for the collection and temporary storage of refuse.
P9050 | Toilet, Wall Hung, Siphon Jet | 1 | CC | Siphon jet water closet/ toilet. This unit is wall hung with an elongated bowl, top spud flushometer, seat with open front and check hinge, and carrier. Used in restrooms throughout the health care facility.
25 - SB203 - RR&D Male Staff Toilet, Bldg Sprt | 25 - SB203 - RR&D Male Staff Toilet, Bldg Sprt | 25 - SB203 - RR&D Male Staff Toilet, Bldg Sprt | 25 - SB203 - RR&D Male Staff Toilet, Bldg Sprt | 25 - SB203 - RR&D Male Staff Toilet, Bldg Sprt
JSN | NAME | QTY | ACQ | DESCRIPTION
A1067 | Mirror, Float Glass, ADA Accessible | 1 | CC | A high quality 1/4" polished float glass mirror with a stainless steel frame. Frame holds mirror in a tilted position for accessibility and compliance with ADA requirements. Mirror has a galvanized steel back secured to frame with concealed screws with integral horizontal hanging brackets. Mirror shall be approximately 18" wide and 36" high. Other sizes are available.
A4995 | Table, Diaper Changing, Wall Mounted | 1 | CC | Wall mounted diaper changing table for use in public restrooms. Unit is a fold down system that folds upward when not in use for minimal intrusion into the room. Changing surface is contoured and has safety belt to insure that an infant will not fall from the table. Table is designed to hold no less than 250 pounds static weight. Closed dimensions are approximately 21" H x 36" W x 5" D. Open dimensions vary according to style. One system's open dimensions are 15 " high, 32" wide and 19" deep.
A5075 | Dispenser, Soap, Disposable | 1 | VV | Disposable soap dispenser. One-handed dispensing operation. Designed to accommodate disposable soap cartridge and valve.
A5082 | Dispenser, Paper Towel, Sensor, Hands Free | 1 | CC | A surface mounted, sensor activated, automatic, roll paper towel dispenser. The unit dispenses a paper towel automatically only when hands are place in position below the dispenser for maximum sanitation and hygiene. May include adjustable settings for sheet length, time delay, and sensor range. Unit is battery operated or with optional AC power adapter.
A5109 | Grab Bar, ABA Compliant, SS, 2-Wall, W/C Accessible | 1 | CC | 2-wall toilet stall/room grab bar with concealed mounting flanges and a satin finish stainless steel peened gripping surface.. Snap over flanges are provided to conceal mounting screws. A selection of mounting kits and concealed anchor devices are available from the manufacturers for different types of installations. Grab bar shall comply with all barrier-free accessibility guidelines for design, sizing, positioning, installation, and structural strength. For typical water closet applications in toilet stalls and rooms where Architectural Barriers Act grab bar requirements must be met.
A5145 | Hook, Garment, Double, SS, Surface Mounted | 1 | CC | A surface mounted, satin finish stainless steel, double garment hook. Equipped with a concealed mounting bracket that is secured to a concealed wall plate. For general purpose use throughout the facility to hang various items of apparel.
A5200 | Dispenser, Toilet Tissue, SS, 2-Roll, Surface Mntd | 1 | CC | A concealed surface mounted, double roll, satin finish stainless steel, toilet tissue dispenser. Unit accommodates two standard-core toilet tissue rolls through 5" in diameter. Spindles are chrome plated plastic with a heavy-duty internal spring and turn freely for non-controlled delivery. For general purpose use in restrooms.
CT025 | Countertop, Solid Surface with Sink Combination | 1 | CC | A solid, nonporous countertop approximately 36"W x 22"D with a undercounter sink combination. The countertop is an acrylic-based solid surface product with a standard thickness of 1", and a 4" butt backsplash/curb. Surfaces will be easy to clean and maintain. Also referred to as a work surface or work top with sink. Available in a choice of colors, depths and sink shapes. Used for various applications in patient rooms, restrooms and throughout the facility. Usually a part of a casework interior design program. Unit does not include the drain and faucet.
F2015 | Basket, Wastepaper, Metal/Plastic,2 Swinging Doors | 1 | VV | Metal receptacle for soiled / used towels or waste. Equipped with a removable tapered top with two independently operating self-closing, spring hinged doors. Used in public facilities for the collection and temporary storage of refuse.
P9050 | Toilet, Wall Hung, Siphon Jet | 1 | CC | Siphon jet water closet/ toilet. This unit is wall hung with an elongated bowl, top spud flushometer, seat with open front and check hinge, and carrier. Used in restrooms throughout the health care facility.
26 - SB244 - RR&D Housekeeping Aides Closet (HAC), Bldg Sprt | 26 - SB244 - RR&D Housekeeping Aides Closet (HAC), Bldg Sprt | 26 - SB244 - RR&D Housekeeping Aides Closet (HAC), Bldg Sprt | 26 - SB244 - RR&D Housekeeping Aides Closet (HAC), Bldg Sprt | 26 - SB244 - RR&D Housekeeping Aides Closet (HAC), Bldg Sprt
JSN | NAME | QTY | ACQ | DESCRIPTION
A5075 | Dispenser, Soap, Disposable | 1 | VV | Disposable soap dispenser. One-handed dispensing operation. Designed to accommodate disposable soap cartridge and valve.
A5080 | Dispenser, Paper Towel, SS, Surface Mounted | 1 | CC | A surface mounted, satin finish stainless steel, single-fold, paper towel dispenser. Dispenser features: tumbler lock; front hinged at bottom; and refill indicator slot. Minimum capacity 400 single-fold paper towels. For general purpose use throughout the facility.
A5107 | Dispenser, Glove, Surgical/Examination, Wall Mntd | 1 | VV | Examination three (Small Medium, Large) glove dispenser box for wall mounting. Fabricated of either cold rolled steel with a white baked enamel finish, plastic or acrylic. Hardware not included, Option 3 powder coated steel.
A5135 | Shelf, Utility W/ Mop/Broom Holders, SS, Surf Mntd | 1 | CC | A surface mounted, satin finish stainless steel, utility shelf with a maximum of 6 mop/broom holders and 5 rag hooks. Utility shelf features: 8" deep shelf; mounting brackets welded to shelf; spring activated rubber cam holders; and drying rod. Unit is available in various widths 30" (minimum, 3 holders and 2 hooks) to 48" (maximum, 6 holders and 5 hooks). For use in janitor closets. Pricing based on a 36" width.
F0500 | Cart, Janitor's | 1 | VV | Janitors cart, 38" high X 66" wide X 20" deep with 25 gallon heavy duty collection bag. Accommodations for locking vault and janitorial support items (broom, dust pan, chemicals, mop and mop bucket; not included).
F0505 | Bucket, Mop, With Wringer, 26 Quart | 1 | VV | Mobile mop bucket / wringer combination, approximately 35" H x 17" W x 22" D with four 2" casters. Total capacity is 26 quarts. Unit used for general hard surface floor maintenance.
P2000 | Eyewash, Wall Mounted, Hands-Free | 1 | CC | Wall mounted emergency eye wash station. The flow of water from the unit is activated by hand. Upon initiation of water flow the unit will operate hands free to provide streams of water to clear foreign particles or dilute caustic liquids from the eyes in emergency situations. Used in laboratories and areas of the hospital where employees are subject to foreign bodies or liquid material to the eyes.
P2451 | Valve, Mixing, Thermostatic, Eyewash | 1 | CC | Emergency tempering valve thermostatically mixes hot and cold water to provide a safe fluid supply for a single emergency eye/face wash with a flow rate of 10 gpm (38.8L)
P4700 | Sink, Mop, Molded Stone | 1 | CC | Mop service sink approximately 10"H x 36"W x 24"D. Also called a mop service basin and a mop receptor. Unit is made of molded stone and is a one piece item. It shall include a service faucet hose, hose bracket and mop hanger. Used in utility rooms for cleaning mops and floor cleaning equipment.
6 - CSR&D SERVICE STAFF AREA | 6 - CSR&D SERVICE STAFF AREA | 6 - CSR&D SERVICE STAFF AREA | 6 - CSR&D SERVICE STAFF AREA | 6 - CSR&D SERVICE STAFF AREA
1 - SS221 - CSR&D Reception, Stff Sprt | 1 - SS221 - CSR&D Reception, Stff Sprt | 1 - SS221 - CSR&D Reception, Stff Sprt | 1 - SS221 - CSR&D Reception, Stff Sprt | 1 - SS221 - CSR&D Reception, Stff Sprt
JSN | NAME | QTY | ACQ | DESCRIPTION
A1010 | Telecommunication Outlet | 1 | CC | Telecommunication outlet location.
A1015 | Telephone, Desk, Multiple Line | 1 | VV | Telephone, desk, multiple line.
A6105 | Counter, Reception Control, Built-In | 1 | CC | Counter, control, inpatient, built-in. Consists of two 18â€ wide base cabinets with two drawers and file drawer, two 30â€ wide pencil drawers and two 18â€ wide base cabinet with four drawers. The countertop shall be a composition of wood particle core with plastic laminate surface having a hard smooth surface finish, standard thickness of 1â€ and a 4â€ butt backsplash/curb. Pricing based on a 30" depth.
F0275 | Chair, Swivel, High Back | 1 | VV | Highback contemporary swivel chair, 41" high X 23" wide X 23" deep with five (5) caster swivel base and arms. Chair may be used at desks or in conference rooms. Back and seat are foam padded and upholstered with either woven textile fabric or vinyl.
F0420 | Cabinet, Filing, Lateral, Half Height | 1 | VV | Half height two (2) or three (3) drawer lateral filing cabinet, 28" high X 42" wide X 18" deep with recessed handles, locking device and drawer label holders. Drawers are adaptable to either letter or legal size materials.
F2000 | Basket, Wastepaper, Fire Resistant | 1 | VV | Wastepaper basket, fire resistant, approximately 40 quart capacity. This unit is used to collect and temporarily store small quantities of paper refuse in patient rooms, administrative areas and nursing stations. Size and shape varies depending on the application and manufacturer selected.
F3200 | Clock, Battery, 12" Diameter | 1 | VV | Clock, 12" diameter. Round surface, easy to read numbers with sweep second hand. Wall mounted unit for use when impractical to install a fully synchronized clock system. Battery operated, (batteries not included).
M1801 | Computer, Microprocessing, w/Flat Panel Monitor | 1 | VV | Desk top microprocessing computer. The unit shall consist of a central processing mini tower, flat panel monitor, keyboard, mouse and speakers. The system shall have the following minimum characteristics: a 2.8 GHz Pentium processor; 512 MB memory; 80GB hard drive; 32/48x CD-ROMDVD combo; 1.44MB network interface card; video 32 MB NVIDIA; a 18 inch flat panel monitor. The computer is used throughout the facility to input, manipulate and retrieve information.
2 - SS222 - CSR&D Waiting, Stff Sprt | 2 - SS222 - CSR&D Waiting, Stff Sprt | 2 - SS222 - CSR&D Waiting, Stff Sprt | 2 - SS222 - CSR&D Waiting, Stff Sprt | 2 - SS222 - CSR&D Waiting, Stff Sprt
JSN | NAME | QTY | ACQ | DESCRIPTION
A1010 | Telecommunication Outlet | 2 | CC | Telecommunication outlet location.
A5077 | Dispenser, Hand Sanitizer, Hands-Free | 1 | VV | A touch free wall-mounted hand sanitizer dispenser. For use throughout a healthcare facility. Unit does not include the sanitizing liquid. Units are battery operated.
A6046 | Artwork, Decorative, With Frame | 1 | VV | This JSN is to be used for determining and defining location of decorative artwork.
F0206 | Chair, Side, Bariatric, With Arms | 1 | VV | A bariatric side chair with arms for use in a waiting room, lobby or other patient area. Chair will have a padded seat and back and have a capacity of 800 pounds.
F0305 | Chair, Waiting Room, Single | 2 | VV | Single seat waiting room chair with foam padded seat and back. Upholstered with either woven fabric textile or vinyl. Arms and floor glides included.
F2000 | Basket, Wastepaper, Fire Resistant | 1 | VV | Wastepaper basket, fire resistant, approximately 40 quart capacity. This unit is used to collect and temporarily store small quantities of paper refuse in patient rooms, administrative areas and nursing stations. Size and shape varies depending on the application and manufacturer selected.
F2300 | Rack, Magazine, Wall Mounted | 1 | VV | Wall mounted magazine rack with nine (9) magazine holding compartments.
F3200 | Clock, Battery, 12" Diameter | 1 | VV | Clock, 12" diameter. Round surface, easy to read numbers with sweep second hand. Wall mounted unit for use when impractical to install a fully synchronized clock system. Battery operated, (batteries not included).
3 - SC727 - CSR&D Patient Interview Room, R&D | 3 - SC727 - CSR&D Patient Interview Room, R&D | 3 - SC727 - CSR&D Patient Interview Room, R&D | 3 - SC727 - CSR&D Patient Interview Room, R&D | 3 - SC727 - CSR&D Patient Interview Room, R&D
JSN | NAME | QTY | ACQ | DESCRIPTION
A1010 | Telecommunication Outlet | 2 | CC | Telecommunication outlet location.
A1011 | Telephone, Desk, 1 Line | 1 | VV | Telephone, desk, 1 line.
A5077 | Dispenser, Hand Sanitizer, Hands-Free | 1 | VV | A touch free wall-mounted hand sanitizer dispenser. For use throughout a healthcare facility. Unit does not include the sanitizing liquid. Units are battery operated.
E0120 | Workstation, Straight, Free Standing, 60" W | 1 | VV | This JSN will provide a whole work station typical to quickly plan work areas in clinical or administrative spaces. There will be a price decrease if typical work stations are used with vertical hanging strips instead of panels. THIS TYPICAL INCLUDES: 3 Standard Solid Panels 1 Panel - to Panel Connector 1 Panel Connector, 2-Way Corner 2 Finished End Hardware 1 Cantilevered, Work Surface 2 Lockable Flipper Units 2 Lights 1 Tack board 1 Tool Rail 1 Paper Tray 1 Diagonal Tray 1 Adjustable Keyboard Tray 1 Mobile Pedestal, Box/File 1 Support Panel
F0206 | Chair, Side, Bariatric, With Arms | 1 | VV | A bariatric side chair with arms for use in a waiting room, lobby or other patient area. Chair will have a padded seat and back and have a capacity of 800 pounds.
F0275 | Chair, Swivel, High Back | 1 | VV | Highback contemporary swivel chair, 41" high X 23" wide X 23" deep with five (5) caster swivel base and arms. Chair may be used at desks or in conference rooms. Back and seat are foam padded and upholstered with either woven textile fabric or vinyl.
F0305 | Chair, Waiting Room, Single | 2 | VV | Single seat waiting room chair with foam padded seat and back. Upholstered with either woven fabric textile or vinyl. Arms and floor glides included.
F2000 | Basket, Wastepaper, Fire Resistant | 1 | VV | Wastepaper basket, fire resistant, approximately 40 quart capacity. This unit is used to collect and temporarily store small quantities of paper refuse in patient rooms, administrative areas and nursing stations. Size and shape varies depending on the application and manufacturer selected.
F2300 | Rack, Magazine, Wall Mounted | 1 | VV | Wall mounted magazine rack with nine (9) magazine holding compartments.
F3200 | Clock, Battery, 12" Diameter | 1 | VV | Clock, 12" diameter. Round surface, easy to read numbers with sweep second hand. Wall mounted unit for use when impractical to install a fully synchronized clock system. Battery operated, (batteries not included).
4 - SC728 - CSR&D Exam Room, R&D | 4 - SC728 - CSR&D Exam Room, R&D | 4 - SC728 - CSR&D Exam Room, R&D | 4 - SC728 - CSR&D Exam Room, R&D | 4 - SC728 - CSR&D Exam Room, R&D
JSN | NAME | QTY | ACQ | DESCRIPTION
A1010 | Telecommunication Outlet | 1 | CC | Telecommunication outlet location.
A1012 | Telephone, Wall Mounted, 1 Line | 1 | VV | Telephone, wall mounted, 1 line.
A1066 | Mirror, Float Glass, With SS Frame | 1 | CC | A high quality 1/4" polished float glass mirror 36X18, framed in a one-piece, bright polished, stainless steel channel frame with 90Â° mitered corners. All edges of the mirror are protected by absorbing filler strips. Mirror has a galvanized steel back with integral horizontal hanging brackets and wall hanger for concealed mounting. For mounting above single wall mounted lavatories located in toilet areas, Doctors examination offices, etc. May also be used above double lavatories, either wall or countertop mounted, found in restroom areas.
A5075 | Dispenser, Soap, Disposable | 1 | VV | Disposable soap dispenser. One-handed dispensing operation. Designed to accommodate disposable soap cartridge and valve.
A5080 | Dispenser, Paper Towel, SS, Surface Mounted | 1 | CC | A surface mounted, satin finish stainless steel, single-fold, paper towel dispenser. Dispenser features: tumbler lock; front hinged at bottom; and refill indicator slot. Minimum capacity 400 single-fold paper towels. For general purpose use throughout the facility.
A5107 | Dispenser, Glove, Surgical/Examination, Wall Mntd | 1 | VV | Examination three (Small Medium, Large) glove dispenser box for wall mounting. Fabricated of either cold rolled steel with a white baked enamel finish, plastic or acrylic. Hardware not included, Option 3 powder coated steel.
A5108 | Waste Disposal Unit, Sharps | 1 | VV | A container for collecting and transporting syringes and other sharps for decontamination and disposal. Available in 2 gallon and 8 gallon with locking rotor. Complies with OSHA regulations for handling sharps.
A5109 | Grab Bar, ABA Compliant, SS, 2-Wall, W/C Accessible | 1 | CC | 2-wall toilet stall/room grab bar with concealed mounting flanges and a satin finish stainless steel peened gripping surface.. Snap over flanges are provided to conceal mounting screws. A selection of mounting kits and concealed anchor devices are available from the manufacturers for different types of installations. Grab bar shall comply with all barrier-free accessibility guidelines for design, sizing, positioning, installation, and structural strength. For typical water closet applications in toilet stalls and rooms where Architectural Barriers Act grab bar requirements must be met.
A5145 | Hook, Garment, Double, SS, Surface Mounted | 1 | CC | A surface mounted, satin finish stainless steel, double garment hook. Equipped with a concealed mounting bracket that is secured to a concealed wall plate. For general purpose use throughout the facility to hang various items of apparel.
A5180 | Track, Cubicle, Surface Mounted, With Curtain | 1 | VV | Surface mounted cubicle track, with curtain. Track constructed of thick extruded aluminum. Equipped with self lubricating carriers, beaded drop chain hooks, and flame resistant curtain. To include removable end caps. Designed to be suspended around patient areas where privacy is needed. Price listed is per foot of the track, curtains to be priced per quote.
C01Q0 | Cabinet, Sink, U/C/B, 1 Door, 36x18x22 | 1 | CC | Standing height under counter base sink cabinet with a solid right or left-hinged door (appropriate door configuration to be indicated on equipment elevation drawings). Also referred to as a single-door sink cabinet. For general purpose use throughout the facility where a sink is to be used. Coordinate actual clear cabinet dimension with the actual outside dimension of sink that is specified to ensure that they are compatible.
CD040 | Cabinet, W/H, 2 Shelf, 2 DO, Sloping Top, 38x36x13 | 1 | CC | Wall hung cabinet with two adjustable shelves, solid hinged doors, and sloping top. Also referred to as a solid hinged double door wall case. For general purpose use throughout the facility.
CS010 | Sink, SS, Single Compartment, 7.5x12x12 ID | 1 | CC | Single compartment stainless steel sink, drop-in, self-rimming, ledge-type, connected with a drain and provided with a mixing faucet. It shall also be provided with pre-punched fixture holes on 4" center, integral back ledge to accommodate deck-mounted fixtures, brushed/polished interior and top surfaces, and sound deadened. Recommended for use in suspended or U/C/B sink cabinets having a high plastic laminate or Chemsurf laminate countertop/work surface. For general purpose use throughout the facility.
CT020 | Countertop, Solid Surface | 1 | CC | A solid, nonporous countertop with a smooth seamless appearance. Easy to clean and maintain and with proper cleaning does not support the growth of mold. An acrylic-based solid surface product. Standard thickness of 1", and a 4" butt backsplash/curb. Also referred to as a work surface or work top. Available in a choice of colors and depths. Used in lab and other hospital areas requiring optimum physical and chemical resisting properties.
E0948 | Cart, General Storage, Mobile, 42"H x 32"W x 22"D | 1 | VV | THIS TYPICAL INCLUDES: 1 Cart Body, Style-A Narrow, w/Raised Edge Top 2 Drawers, 3" H 4 Drawers, 6" H 1 Accessory Rail, Side Drawer Organizer Bins
F0206 | Chair, Side, Bariatric, With Arms | 1 | VV | A bariatric side chair with arms for use in a waiting room, lobby or other patient area. Chair will have a padded seat and back and have a capacity of 800 pounds.
F0340 | Stool, Self Adjusting | 1 | VV | Self adjusting stool. Consists of a foam padded upholstered seat with attached foot rest for added comfort. Mounted on swivel casters. Designed for doctor's use during examinations.
F2010 | Basket, Wastepaper, Step-On | 1 | VV | "Step-on" wastepaper basket with inner liner and foot petal activated flip top.
F2310 | Rack, Pamphlet, Wall Mounted | 1 | VV | Wall mounted pamphlet rack up to 12 (twelve) pamphlet holding pockets. Unit is used to store and display educational pamphlets.
F3050 | Whiteboard, Dry Erase | 1 | VV | Whiteboard unit, approximately 36" H x 48" W consisting of a white porcelain enamel writing surface with an attached chalk tray. Magnetic surface available. Image can be easily removed with a standard chalkboard eraser. For use with water color pens. Unit is ready to hang.
F3200 | Clock, Battery, 12" Diameter | 1 | VV | Clock, 12" diameter. Round surface, easy to read numbers with sweep second hand. Wall mounted unit for use when impractical to install a fully synchronized clock system. Battery operated, (batteries not included).
M0506 | Television, Flat Screen | 1 | VV | Flat screen television with approximately 32'" to 40' diagonal screen size. The TV will have built-in speakers, NTSC tuner, a 16:9 wide screen aspect ratio, a minimum of 1280 x 768 resolution and a remote control.
M1801 | Computer, Microprocessing, w/Flat Panel Monitor | 1 | VV | Desk top microprocessing computer. The unit shall consist of a central processing mini tower, flat panel monitor, keyboard, mouse and speakers. The system shall have the following minimum characteristics: a 2.8 GHz Pentium processor; 512 MB memory; 80GB hard drive; 32/48x CD-ROMDVD combo; 1.44MB network interface card; video 32 MB NVIDIA; a 18 inch flat panel monitor. The computer is used throughout the facility to input, manipulate and retrieve information.
M1802 | Work Station, Computer, Retractable, Wall Mounted | 1 | VV | A wall mounted retractable work station. Work station is used as a computer station in treatment rooms, exam rooms and areas where physical space in limited.
M1825 | Printer, Computer | 1 | VV | High resolution computer printer with a variety of type styles and sheet/envelope feeder trays. Database information reflects network ready, medium duty office style laser printers. Other types of printers (bubble jet, dot matrix, line or plotter) as well as light or heavy use capabilities are available.
M4100 | Sphygmomanometer, Aneroid, Wall Mounted | 1 | VV | Aneroid sphygmomanometer. Unit is wall mounted and has large graphic dial display for easy reading from all angles. It has a 90 degree (angle) swivel and 10 degree (angle) forward tilt to reduce glare. Unit accuracy is within 1% of reading. Sturdy impact-resistant construction.
M4116 | Monitor, Vital Signs | 1 | VV | Electronic sphygmomanometer. LCD displays non-invasive blood pressure, pulse rate and temperature. Used in hospitals and clinics. Includes an optional mobile stand.
M4200 | Otoscope/Ophthalmoscope, Wall Mounted | 1 | VV | Wall mounted otoscope and ophthalmoscope. Includes 6 foot line cord and plug and accepts and includes two handles. Contains head turn-on/turn-off, built-in speculum tray and 8 foot coiled cords. Unit is designed for use in patient exam rooms.
M7401 | Light, Exam, Mobile, Spotlight, Mobile Stand | 1 | VV | The exam light shall be a mobile floor unit. The light will be a halogen bulb or LED that can produce a continuous and homogeneous spot of light adjustable from 5 to 9 inches in diameter from a set distance. The light intensity shall be a minimum of 750 foot-candles at a distance of 16 inches and have a color temperature of 3,200 degrees Kelvin. The unit will consist of an arm or sleeve of approximately 45 inches in length to allow for easy arm rotation and arm movement up and down. The unit shall be mounted on a caster base for easy movement.,
M9066 | Table, Examination, Treatment, Electro/Hydraulic | 1 | VV | Electro-hydraulic examination treatment table. Unit consists of a stainless steel base with an Electro-hydraulic system with foot controls. It includes vacuum formed vinyl contoured top, padded arm rest, adjustable knee rest, stainless steel drainage pan and built-in paper roll retainer/cutter. Designed for general use in treatment rooms for minor surgical procedures.
5 - SC729 - CSR&D Workroom, R&D | 5 - SC729 - CSR&D Workroom, R&D | 5 - SC729 - CSR&D Workroom, R&D | 5 - SC729 - CSR&D Workroom, R&D | 5 - SC729 - CSR&D Workroom, R&D
JSN | NAME | QTY | ACQ | DESCRIPTION
A1010 | Telecommunication Outlet | 4 | CC | Telecommunication outlet location.
A1011 | Telephone, Desk, 1 Line | 4 | VV | Telephone, desk, 1 line.
E0042 | Workcenter, Computer, Free Standing, 48" W | 4 | VV | THIS TYPICAL INCLUDES: 1 Tool Rail 2 Paper Tray 1 Diagonal Tray 1 Freestanding Work Surface 1 Mobile Pedestal, Box/File 1 Adjustable Keyboard Tray
F0275 | Chair, Swivel, High Back | 4 | VV | Highback contemporary swivel chair, 41" high X 23" wide X 23" deep with five (5) caster swivel base and arms. Chair may be used at desks or in conference rooms. Back and seat are foam padded and upholstered with either woven textile fabric or vinyl.
F2000 | Basket, Wastepaper, Fire Resistant | 2 | VV | Wastepaper basket, fire resistant, approximately 40 quart capacity. This unit is used to collect and temporarily store small quantities of paper refuse in patient rooms, administrative areas and nursing stations. Size and shape varies depending on the application and manufacturer selected.
F3050 | Whiteboard, Dry Erase | 1 | VV | Whiteboard unit, approximately 36" H x 48" W consisting of a white porcelain enamel writing surface with an attached chalk tray. Magnetic surface available. Image can be easily removed with a standard chalkboard eraser. For use with water color pens. Unit is ready to hang.
F3200 | Clock, Battery, 12" Diameter | 1 | VV | Clock, 12" diameter. Round surface, easy to read numbers with sweep second hand. Wall mounted unit for use when impractical to install a fully synchronized clock system. Battery operated, (batteries not included).
M1801 | Computer, Microprocessing, w/Flat Panel Monitor | 4 | VV | Desk top microprocessing computer. The unit shall consist of a central processing mini tower, flat panel monitor, keyboard, mouse and speakers. The system shall have the following minimum characteristics: a 2.8 GHz Pentium processor; 512 MB memory; 80GB hard drive; 32/48x CD-ROMDVD combo; 1.44MB network interface card; video 32 MB NVIDIA; a 18 inch flat panel monitor. The computer is used throughout the facility to input, manipulate and retrieve information.
6 - SS204 - CSR&D PI Office, Stff Sprt | 6 - SS204 - CSR&D PI Office, Stff Sprt | 6 - SS204 - CSR&D PI Office, Stff Sprt | 6 - SS204 - CSR&D PI Office, Stff Sprt | 6 - SS204 - CSR&D PI Office, Stff Sprt
JSN | NAME | QTY | ACQ | DESCRIPTION
A1010 | Telecommunication Outlet | 2 | CC | Telecommunication outlet location.
A1015 | Telephone, Desk, Multiple Line | 1 | VV | Telephone, desk, multiple line.
A5145 | Hook, Garment, Double, SS, Surface Mounted | 1 | CC | A surface mounted, satin finish stainless steel, double garment hook. Equipped with a concealed mounting bracket that is secured to a concealed wall plate. For general purpose use throughout the facility to hang various items of apparel.
E0078 | Workstation, L-Shaped w/Peninsula, Free Std, 78x72 | 1 | VV | This section will provide a whole work station typical to quickly plan work areas in clinical or administrative spaces. There will be a price decrease if typical work stations are used with vertical hanging strips instead of panels. THIS TYPICAL INCLUDES: 4 standard solid panels; 2 panel connectors, 2-way corner; 1 panel-to-panel connector; 2 finished end hardware; 1 cantilevered work surface; 1 peninsula work surface; 2 lockable flipper units; 2 shelf, storage/display; 2 lights; 1 tack board, 48"W; 1 tool rail, 30"W; 1 paper tray; 1 diagonal tray; 1 adjustable keyboard tray; 1 mobile pedestal, box/file.
F0110 | Bookcase, 3 Shelf | 1 | VV | Freestanding open metal shelf book case, approximately 60" high X 36" wide X 18" deep with three (3) adjustable shelves and four (4) non-marking floor glides.
F0205 | Chair, Side With Arms | 2 | VV | Upholstered side chair, 32" high X 21" wide X 23" deep with arms, padded seats and padded backs. Seat height is a minimum of 17". Available with or without sled base.
F0275 | Chair, Swivel, High Back | 1 | VV | Highback contemporary swivel chair, 41" high X 23" wide X 23" deep with five (5) caster swivel base and arms. Chair may be used at desks or in conference rooms. Back and seat are foam padded and upholstered with either woven textile fabric or vinyl.
F0420 | Cabinet, Filing, Lateral, Half Height | 1 | VV | Half height two (2) or three (3) drawer lateral filing cabinet, 28" high X 42" wide X 18" deep with recessed handles, locking device and drawer label holders. Drawers are adaptable to either letter or legal size materials.
F2000 | Basket, Wastepaper, Fire Resistant | 1 | VV | Wastepaper basket, fire resistant, approximately 40 quart capacity. This unit is used to collect and temporarily store small quantities of paper refuse in patient rooms, administrative areas and nursing stations. Size and shape varies depending on the application and manufacturer selected.
F3200 | Clock, Battery, 12" Diameter | 1 | VV | Clock, 12" diameter. Round surface, easy to read numbers with sweep second hand. Wall mounted unit for use when impractical to install a fully synchronized clock system. Battery operated, (batteries not included).
M1801 | Computer, Microprocessing, w/Flat Panel Monitor | 1 | VV | Desk top microprocessing computer. The unit shall consist of a central processing mini tower, flat panel monitor, keyboard, mouse and speakers. The system shall have the following minimum characteristics: a 2.8 GHz Pentium processor; 512 MB memory; 80GB hard drive; 32/48x CD-ROMDVD combo; 1.44MB network interface card; video 32 MB NVIDIA; a 18 inch flat panel monitor. The computer is used throughout the facility to input, manipulate and retrieve information.
7 - SS218 - CSR&D Researcher Workstation, Stff Sprt | 7 - SS218 - CSR&D Researcher Workstation, Stff Sprt | 7 - SS218 - CSR&D Researcher Workstation, Stff Sprt | 7 - SS218 - CSR&D Researcher Workstation, Stff Sprt | 7 - SS218 - CSR&D Researcher Workstation, Stff Sprt
JSN | NAME | QTY | ACQ | DESCRIPTION
A1010 | Telecommunication Outlet | 2 | CC | Telecommunication outlet location.
A1015 | Telephone, Desk, Multiple Line | 1 | VV | Telephone, desk, multiple line.
E0120 | Workstation, Straight, Free Standing, 60" W | 1 | VV | This JSN will provide a whole work station typical to quickly plan work areas in clinical or administrative spaces. There will be a price decrease if typical work stations are used with vertical hanging strips instead of panels. THIS TYPICAL INCLUDES: 3 Standard Solid Panels 1 Panel - to Panel Connector 1 Panel Connector, 2-Way Corner 2 Finished End Hardware 1 Cantilevered, Work Surface 2 Lockable Flipper Units 2 Lights 1 Tack board 1 Tool Rail 1 Paper Tray 1 Diagonal Tray 1 Adjustable Keyboard Tray 1 Mobile Pedestal, Box/File 1 Support Panel
F0275 | Chair, Swivel, High Back | 1 | VV | Highback contemporary swivel chair, 41" high X 23" wide X 23" deep with five (5) caster swivel base and arms. Chair may be used at desks or in conference rooms. Back and seat are foam padded and upholstered with either woven textile fabric or vinyl.
F0420 | Cabinet, Filing, Lateral, Half Height | 1 | VV | Half height two (2) or three (3) drawer lateral filing cabinet, 28" high X 42" wide X 18" deep with recessed handles, locking device and drawer label holders. Drawers are adaptable to either letter or legal size materials.
F2000 | Basket, Wastepaper, Fire Resistant | 1 | VV | Wastepaper basket, fire resistant, approximately 40 quart capacity. This unit is used to collect and temporarily store small quantities of paper refuse in patient rooms, administrative areas and nursing stations. Size and shape varies depending on the application and manufacturer selected.
M1801 | Computer, Microprocessing, w/Flat Panel Monitor | 1 | VV | Desk top microprocessing computer. The unit shall consist of a central processing mini tower, flat panel monitor, keyboard, mouse and speakers. The system shall have the following minimum characteristics: a 2.8 GHz Pentium processor; 512 MB memory; 80GB hard drive; 32/48x CD-ROMDVD combo; 1.44MB network interface card; video 32 MB NVIDIA; a 18 inch flat panel monitor. The computer is used throughout the facility to input, manipulate and retrieve information.
8 - SS216 - CSR&D Trainee Workstation, Stff Sprt | 8 - SS216 - CSR&D Trainee Workstation, Stff Sprt | 8 - SS216 - CSR&D Trainee Workstation, Stff Sprt | 8 - SS216 - CSR&D Trainee Workstation, Stff Sprt | 8 - SS216 - CSR&D Trainee Workstation, Stff Sprt
JSN | NAME | QTY | ACQ | DESCRIPTION
F0275 | Chair, Swivel, High Back | 1 | VV | Highback contemporary swivel chair, 41" high X 23" wide X 23" deep with five (5) caster swivel base and arms. Chair may be used at desks or in conference rooms. Back and seat are foam padded and upholstered with either woven textile fabric or vinyl.
F0715 | Carrel, Study Table | 1 | VV | Study carrel with table. Equipped with shelf for one (1) 12" monitor and book shelf, wire access grommets, built-in cable chase for wire management and adjustable floor glides. A convenience outlet is required at point of use to service computer equipment if used. Work surface is 29" high.
F2000 | Basket, Wastepaper, Fire Resistant | 1 | VV | Wastepaper basket, fire resistant, approximately 40 quart capacity. This unit is used to collect and temporarily store small quantities of paper refuse in patient rooms, administrative areas and nursing stations. Size and shape varies depending on the application and manufacturer selected.
M1801 | Computer, Microprocessing, w/Flat Panel Monitor | 1 | VV | Desk top microprocessing computer. The unit shall consist of a central processing mini tower, flat panel monitor, keyboard, mouse and speakers. The system shall have the following minimum characteristics: a 2.8 GHz Pentium processor; 512 MB memory; 80GB hard drive; 32/48x CD-ROMDVD combo; 1.44MB network interface card; video 32 MB NVIDIA; a 18 inch flat panel monitor. The computer is used throughout the facility to input, manipulate and retrieve information.
9 - SS212 - CSR&D Collaboration Station, Stff Sprt | 9 - SS212 - CSR&D Collaboration Station, Stff Sprt | 9 - SS212 - CSR&D Collaboration Station, Stff Sprt | 9 - SS212 - CSR&D Collaboration Station, Stff Sprt | 9 - SS212 - CSR&D Collaboration Station, Stff Sprt
JSN | NAME | QTY | ACQ | DESCRIPTION
A1010 | Telecommunication Outlet | 2 | CC | Telecommunication outlet location.
A1011 | Telephone, Desk, 1 Line | 1 | VV | Telephone, desk, 1 line.
E0042 | Workcenter, Computer, Free Standing, 48" W | 1 | VV | THIS TYPICAL INCLUDES: 1 Tool Rail 2 Paper Tray 1 Diagonal Tray 1 Freestanding Work Surface 1 Mobile Pedestal, Box/File 1 Adjustable Keyboard Tray
F0275 | Chair, Swivel, High Back | 1 | VV | Highback contemporary swivel chair, 41" high X 23" wide X 23" deep with five (5) caster swivel base and arms. Chair may be used at desks or in conference rooms. Back and seat are foam padded and upholstered with either woven textile fabric or vinyl.
F0750 | Table, Office, (size as required) | 1 | VV | Office table, sized as required. May be used as either a four (4) to six (6) person conference table or as an extra work surface area.
F2000 | Basket, Wastepaper, Fire Resistant | 1 | VV | Wastepaper basket, fire resistant, approximately 40 quart capacity. This unit is used to collect and temporarily store small quantities of paper refuse in patient rooms, administrative areas and nursing stations. Size and shape varies depending on the application and manufacturer selected.
F3200 | Clock, Battery, 12" Diameter | 1 | VV | Clock, 12" diameter. Round surface, easy to read numbers with sweep second hand. Wall mounted unit for use when impractical to install a fully synchronized clock system. Battery operated, (batteries not included).
M1801 | Computer, Microprocessing, w/Flat Panel Monitor | 1 | VV | Desk top microprocessing computer. The unit shall consist of a central processing mini tower, flat panel monitor, keyboard, mouse and speakers. The system shall have the following minimum characteristics: a 2.8 GHz Pentium processor; 512 MB memory; 80GB hard drive; 32/48x CD-ROMDVD combo; 1.44MB network interface card; video 32 MB NVIDIA; a 18 inch flat panel monitor. The computer is used throughout the facility to input, manipulate and retrieve information.
10 - SS218 - CSR&D Touch-down Workstation, Stff Sprt | 10 - SS218 - CSR&D Touch-down Workstation, Stff Sprt | 10 - SS218 - CSR&D Touch-down Workstation, Stff Sprt | 10 - SS218 - CSR&D Touch-down Workstation, Stff Sprt | 10 - SS218 - CSR&D Touch-down Workstation, Stff Sprt
JSN | NAME | QTY | ACQ | DESCRIPTION
A1010 | Telecommunication Outlet | 2 | CC | Telecommunication outlet location.
A1015 | Telephone, Desk, Multiple Line | 1 | VV | Telephone, desk, multiple line.
E0120 | Workstation, Straight, Free Standing, 60" W | 1 | VV | This JSN will provide a whole work station typical to quickly plan work areas in clinical or administrative spaces. There will be a price decrease if typical work stations are used with vertical hanging strips instead of panels. THIS TYPICAL INCLUDES: 3 Standard Solid Panels 1 Panel - to Panel Connector 1 Panel Connector, 2-Way Corner 2 Finished End Hardware 1 Cantilevered, Work Surface 2 Lockable Flipper Units 2 Lights 1 Tack board 1 Tool Rail 1 Paper Tray 1 Diagonal Tray 1 Adjustable Keyboard Tray 1 Mobile Pedestal, Box/File 1 Support Panel
F0275 | Chair, Swivel, High Back | 1 | VV | Highback contemporary swivel chair, 41" high X 23" wide X 23" deep with five (5) caster swivel base and arms. Chair may be used at desks or in conference rooms. Back and seat are foam padded and upholstered with either woven textile fabric or vinyl.
F0420 | Cabinet, Filing, Lateral, Half Height | 1 | VV | Half height two (2) or three (3) drawer lateral filing cabinet, 28" high X 42" wide X 18" deep with recessed handles, locking device and drawer label holders. Drawers are adaptable to either letter or legal size materials.
F2000 | Basket, Wastepaper, Fire Resistant | 1 | VV | Wastepaper basket, fire resistant, approximately 40 quart capacity. This unit is used to collect and temporarily store small quantities of paper refuse in patient rooms, administrative areas and nursing stations. Size and shape varies depending on the application and manufacturer selected.
M1801 | Computer, Microprocessing, w/Flat Panel Monitor | 1 | VV | Desk top microprocessing computer. The unit shall consist of a central processing mini tower, flat panel monitor, keyboard, mouse and speakers. The system shall have the following minimum characteristics: a 2.8 GHz Pentium processor; 512 MB memory; 80GB hard drive; 32/48x CD-ROMDVD combo; 1.44MB network interface card; video 32 MB NVIDIA; a 18 inch flat panel monitor. The computer is used throughout the facility to input, manipulate and retrieve information.
11 - SS285 - CSR&D Huddle Room, Stff Sprt | 11 - SS285 - CSR&D Huddle Room, Stff Sprt | 11 - SS285 - CSR&D Huddle Room, Stff Sprt | 11 - SS285 - CSR&D Huddle Room, Stff Sprt | 11 - SS285 - CSR&D Huddle Room, Stff Sprt
JSN | NAME | QTY | ACQ | DESCRIPTION
A1010 | Telecommunication Outlet | 2 | CC | Telecommunication outlet location.
A1020 | Telephone, Conferencing System | 1 | VV | A tabletop telephone conferencing system typically found in a conference room. Features and accessories include 12-key telephone keypad, multiple conferencing navigation keys, console microphones, dynamic noise reduction, LCD display, caller ID and console loudspeaker.
A5212 | Bracket, Television, Wall-Mounted, Tilt/Angle | 1 | VV | A wall mounted, tilt/angled TV bracket for 37" to 80" TVs. Mount will be a universal and VESA compliant unit with a load capacity of up to 130 lbs.
A5220 | Bracket, Television, Wall Backing | 1 | CC | Wall mounted television bracket backing which provides additional support and strength for the installation of the television bracket. Option available for interior or exterior plate and sized for 12â€ 16â€ or 24â€ stud spacing.
F0225 | Chair, Dining Room | 4 | VV | Dining room chair with glides. Chair has straight legs with cushioned cloth or vinyl seat.
F0795 | Table, Dining | 1 | VV | Dining table. Round 42" diameter or square 42" X 42". Used in dining facilities and can comfortably seat up to four (4) persons.
M0507 | Video Teleconferencing System | 1 | VV | Shall be a video conferencing unit consisting of a camera, microphone, video/audio compression components, a component cart and a 32 inch monitor. It shall provide live audio-visual conferencing capabilities to dispersed geographic sites.
M0512 | Television, HDTV, Large Screen, 60" | 1 | VV | A high definition (HDTV) multimedia, slim design, 60"W to 65"W color television. The TV will have a 16.9 wide screen aspect ratio with full HD 1080p resolution and HDMI connections. TV may be LED, Plasma or LCD. TV will include a stand.
12 - SS224 - CSR&D Private Call Room, Stff Sprt | 12 - SS224 - CSR&D Private Call Room, Stff Sprt | 12 - SS224 - CSR&D Private Call Room, Stff Sprt | 12 - SS224 - CSR&D Private Call Room, Stff Sprt | 12 - SS224 - CSR&D Private Call Room, Stff Sprt
JSN | NAME | QTY | ACQ | DESCRIPTION
A1010 | Telecommunication Outlet | 2 | CC | Telecommunication outlet location.
A1011 | Telephone, Desk, 1 Line | 1 | VV | Telephone, desk, 1 line.
F0280 | Chair, Swivel, Low Back | 2 | VV | Low back contemporary swivel chair, 37" high X 25" wide X 31" deep with a five (5) caster swivel base, arms and foam padded seat and back upholstered with either woven textile fabric or vinyl.
F0640 | Desk, Single Pedestal | 1 | VV | Single pedestal flat top desk, 30" high X 66" wide X 30" deep with right or left hand pedestal, one (1) box drawer, one (1) file drawer, modesty panel and floor glides.
F2000 | Basket, Wastepaper, Fire Resistant | 1 | VV | Wastepaper basket, fire resistant, approximately 40 quart capacity. This unit is used to collect and temporarily store small quantities of paper refuse in patient rooms, administrative areas and nursing stations. Size and shape varies depending on the application and manufacturer selected.
F3200 | Clock, Battery, 12" Diameter | 1 | VV | Clock, 12" diameter. Round surface, easy to read numbers with sweep second hand. Wall mounted unit for use when impractical to install a fully synchronized clock system. Battery operated, (batteries not included).
M0507 | Video Teleconferencing System | 1 | VV | Shall be a video conferencing unit consisting of a camera, microphone, video/audio compression components, a component cart and a 32 inch monitor. It shall provide live audio-visual conferencing capabilities to dispersed geographic sites.
M1801 | Computer, Microprocessing, w/Flat Panel Monitor | 1 | VV | Desk top microprocessing computer. The unit shall consist of a central processing mini tower, flat panel monitor, keyboard, mouse and speakers. The system shall have the following minimum characteristics: a 2.8 GHz Pentium processor; 512 MB memory; 80GB hard drive; 32/48x CD-ROMDVD combo; 1.44MB network interface card; video 32 MB NVIDIA; a 18 inch flat panel monitor. The computer is used throughout the facility to input, manipulate and retrieve information.
13 - SS101 - CSR&D Conference / Multipurpose Room, Educ Svc | 13 - SS101 - CSR&D Conference / Multipurpose Room, Educ Svc | 13 - SS101 - CSR&D Conference / Multipurpose Room, Educ Svc | 13 - SS101 - CSR&D Conference / Multipurpose Room, Educ Svc | 13 - SS101 - CSR&D Conference / Multipurpose Room, Educ Svc
JSN | NAME | QTY | ACQ | DESCRIPTION
A1010 | Telecommunication Outlet | 1 | CC | Telecommunication outlet location.
A1020 | Telephone, Conferencing System | 1 | VV | A tabletop telephone conferencing system typically found in a conference room. Features and accessories include 12-key telephone keypad, multiple conferencing navigation keys, console microphones, dynamic noise reduction, LCD display, caller ID and console loudspeaker.
A5212 | Bracket, Television, Wall-Mounted, Tilt/Angle | 1 | VV | A wall mounted, tilt/angled TV bracket for 37" to 80" TVs. Mount will be a universal and VESA compliant unit with a load capacity of up to 130 lbs.
A5220 | Bracket, Television, Wall Backing | 1 | CC | Wall mounted television bracket backing which provides additional support and strength for the installation of the television bracket. Option available for interior or exterior plate and sized for 12â€ 16â€ or 24â€ stud spacing.
A6046 | Artwork, Decorative, With Frame | 1 | VV | This JSN is to be used for determining and defining location of decorative artwork.
F0220 | Chair, Conference | 10 | VV | Conference chair designed to complement the executive furniture package selected. Foam rubber cushioned seats and backs covered with either woven fabric or vinyl. Base with 5 (five) swivel casters.
F0755 | Table, Conference, Wood | 2 | VV | Executive conference table. Dimensions are approximately 30" high, 48" wide with lengths varying from 74" to 96". These tables add traditional elegance to any conference room.
F2000 | Basket, Wastepaper, Fire Resistant | 1 | VV | Wastepaper basket, fire resistant, approximately 40 quart capacity. This unit is used to collect and temporarily store small quantities of paper refuse in patient rooms, administrative areas and nursing stations. Size and shape varies depending on the application and manufacturer selected.
F3200 | Clock, Battery, 12" Diameter | 1 | VV | Clock, 12" diameter. Round surface, easy to read numbers with sweep second hand. Wall mounted unit for use when impractical to install a fully synchronized clock system. Battery operated, (batteries not included).
M0507 | Video Teleconferencing System | 1 | VV | Shall be a video conferencing unit consisting of a camera, microphone, video/audio compression components, a component cart and a 32 inch monitor. It shall provide live audio-visual conferencing capabilities to dispersed geographic sites.
M0512 | Television, HDTV, Large Screen, 60" | 1 | VV | A high definition (HDTV) multimedia, slim design, 60"W to 65"W color television. The TV will have a 16.9 wide screen aspect ratio with full HD 1080p resolution and HDMI connections. TV may be LED, Plasma or LCD. TV will include a stand.
14 - SB773 - CSR&D Conference / Multipurpose Storage Room, Lgstcs Svc | 14 - SB773 - CSR&D Conference / Multipurpose Storage Room, Lgstcs Svc | 14 - SB773 - CSR&D Conference / Multipurpose Storage Room, Lgstcs Svc | 14 - SB773 - CSR&D Conference / Multipurpose Storage Room, Lgstcs Svc | 14 - SB773 - CSR&D Conference / Multipurpose Storage Room, Lgstcs Svc
JSN | NAME | QTY | ACQ | DESCRIPTION
A1010 | Telecommunication Outlet | 1 | CC | Telecommunication outlet location.
A1014 | Telephone, Wall Mounted, 1 Line, With Speaker | 1 | VV | Telephone, wall mounted, 1 line, with speaker.
M2055 | Shelving, Storage, Wire, CRS, w/Adjustable Shelves | 4 | VV | Stationary, wire, shelving unit. Unit has fully adjustable shelves constructed of stainless steel. For use in general purpose storage areas. Shelving is provided in various sizes and configurations. Price provided is for a unit approximately 74"H x 18"D x 48"W with four shelves.
15 - SC812 - CSR&D Records Storage Room, R&D | 15 - SC812 - CSR&D Records Storage Room, R&D | 15 - SC812 - CSR&D Records Storage Room, R&D | 15 - SC812 - CSR&D Records Storage Room, R&D | 15 - SC812 - CSR&D Records Storage Room, R&D
JSN | NAME | QTY | ACQ | DESCRIPTION
16 - SC715 - CSR&D Research Informatics Room, R&D | 16 - SC715 - CSR&D Research Informatics Room, R&D | 16 - SC715 - CSR&D Research Informatics Room, R&D | 16 - SC715 - CSR&D Research Informatics Room, R&D | 16 - SC715 - CSR&D Research Informatics Room, R&D
JSN | NAME | QTY | ACQ | DESCRIPTION
A1010 | Telecommunication Outlet | 3 | CC | Telecommunication outlet location.
F0280 | Chair, Swivel, Low Back | 2 | VV | Low back contemporary swivel chair, 37" high X 25" wide X 31" deep with a five (5) caster swivel base, arms and foam padded seat and back upholstered with either woven textile fabric or vinyl.
F0640 | Desk, Single Pedestal | 1 | VV | Single pedestal flat top desk, 30" high X 66" wide X 30" deep with right or left hand pedestal, one (1) box drawer, one (1) file drawer, modesty panel and floor glides.
F2000 | Basket, Wastepaper, Fire Resistant | 1 | VV | Wastepaper basket, fire resistant, approximately 40 quart capacity. This unit is used to collect and temporarily store small quantities of paper refuse in patient rooms, administrative areas and nursing stations. Size and shape varies depending on the application and manufacturer selected.
M2055 | Shelving, Storage, Wire, CRS, w/Adjustable Shelves | 1 | VV | Stationary, wire, shelving unit. Unit has fully adjustable shelves constructed of stainless steel. For use in general purpose storage areas. Shelving is provided in various sizes and configurations. Price provided is for a unit approximately 74"H x 18"D x 48"W with four shelves.
17 - SS268 - CSR&D Copy / Supply Alcove, Stff Sprt | 17 - SS268 - CSR&D Copy / Supply Alcove, Stff Sprt | 17 - SS268 - CSR&D Copy / Supply Alcove, Stff Sprt | 17 - SS268 - CSR&D Copy / Supply Alcove, Stff Sprt | 17 - SS268 - CSR&D Copy / Supply Alcove, Stff Sprt
JSN | NAME | QTY | ACQ | DESCRIPTION
A1011 | Telephone, Desk, 1 Line | 1 | VV | Telephone, desk, 1 line.
C04F0 | Cabinet, U/C/B, 1 Shelf, 2 Half DR, 2 DO, 36x36x22 | 1 | CC | Standing height under counter base cabinet with an adjustable shelf and two half width drawers above solid hinged doors. Also referred to as a combination cabinet or a drawer and cupboard cabinet. For general purpose use throughout the facility.
CT020 | Countertop, Solid Surface | 1 | CC | A solid, nonporous countertop with a smooth seamless appearance. Easy to clean and maintain and with proper cleaning does not support the growth of mold. An acrylic-based solid surface product. Standard thickness of 1", and a 4" butt backsplash/curb. Also referred to as a work surface or work top. Available in a choice of colors and depths. Used in lab and other hospital areas requiring optimum physical and chemical resisting properties.
F2000 | Basket, Wastepaper, Fire Resistant | 1 | VV | Wastepaper basket, fire resistant, approximately 40 quart capacity. This unit is used to collect and temporarily store small quantities of paper refuse in patient rooms, administrative areas and nursing stations. Size and shape varies depending on the application and manufacturer selected.
F2550 | Shredder, Paper Heavy Duty | 1 | VV | Shredder shall be able to process a minimum of 25 sheets of paper per pass at a minimum rate of 20 feet per minute. The unit shall have a 16 inch throat to accept paper. Paper shall be shredded into 1/4 inch strips.
M1810 | Copier, Floor Standing, Digital | 1 | VV | Floor standing copier. Unit features automatic paper size selection, automatic document feeder and sorter. The system also has zoom capabilities and automatic two-sided copying. For use where medium volume reproduction is required in the range of 30 to 40 copies per minute.
18 - SS262 - CSR&D Staff Breakroom, Stff Sprt | 18 - SS262 - CSR&D Staff Breakroom, Stff Sprt | 18 - SS262 - CSR&D Staff Breakroom, Stff Sprt | 18 - SS262 - CSR&D Staff Breakroom, Stff Sprt | 18 - SS262 - CSR&D Staff Breakroom, Stff Sprt
JSN | NAME | QTY | ACQ | DESCRIPTION
A1010 | Telecommunication Outlet | 1 | CC | Telecommunication outlet location.
A1012 | Telephone, Wall Mounted, 1 Line | 1 | VV | Telephone, wall mounted, 1 line.
A1080 | Mirror, Posture, Wall Mounted | 1 | CC | Wall mounted posture mirror. Consists of a 1/4" plate glass in a sturdy corrosion resistant frame with water proof back. For educational and therapy programs.
A5075 | Dispenser, Soap, Disposable | 1 | VV | Disposable soap dispenser. One-handed dispensing operation. Designed to accommodate disposable soap cartridge and valve.
A5080 | Dispenser, Paper Towel, SS, Surface Mounted | 1 | CC | A surface mounted, satin finish stainless steel, single-fold, paper towel dispenser. Dispenser features: tumbler lock; front hinged at bottom; and refill indicator slot. Minimum capacity 400 single-fold paper towels. For general purpose use throughout the facility.
A5145 | Hook, Garment, Double, SS, Surface Mounted | 1 | CC | A surface mounted, satin finish stainless steel, double garment hook. Equipped with a concealed mounting bracket that is secured to a concealed wall plate. For general purpose use throughout the facility to hang various items of apparel.
A5210 | Bracket, Television, Wall Mounted, w/Adjust Arm | 1 | VV | Wall mounted television bracket with adjustable arm. Consists of movable arm with minimum 120 degree swivel. Designed for holding wall mounted, flat panel television units in patient rooms.
A5220 | Bracket, Television, Wall Backing | 1 | CC | Wall mounted television bracket backing which provides additional support and strength for the installation of the television bracket. Option available for interior or exterior plate and sized for 12â€ 16â€ or 24â€ stud spacing.
C02C0 | Cabinet, U/C/B, 1 Shelf, 1 Drawer, 1 DO, 36x24x22 | 1 | CC | Standing height under counter base cabinet with an adjustable shelf and a full width drawer above a solid right or left-hinged door (appropriate door hinge configuration to be indicated on equipment elevation drawings). Also referred to as a combination cabinet or a drawer and cupboard cabinet. For general purpose use throughout the facility.
C02D0 | Cabinet, U/C/B, 4 Drawer, 36x24x22 | 1 | CC | Standing height under counter base cabinet with four full width drawers of equal height. Also referred to as a drawer cabinet. For general purpose use throughout the facility.
C04P0 | Cabinet, Sink, U/C/B, 2 Door, 36x36x22 | 1 | CC | Standing height under counter base sink cabinet with solid hinged doors. Also referred to as a double-door sink cabinet. For general purpose use throughout the facility where a sink is to be used. Coordinate actual clear cabinet dimension with the actual outside dimension of sink that is specified to ensure that they are compatible.
CB020 | Cabinet, W/H, 2 Shelf, 1 DO, Sloping Top, 38x24x13 | 2 | CC | Wall hung cabinet with two adjustable shelves, solid right or left-hinged door (appropriate door hinge configuration to be indicated on equipment elevation drawings), and sloping top. Also referred to as a solid hinged single door case. For general purpose use throughout the facility.
CS010 | Sink, SS, Single Compartment, 7.5x12x12 ID | 1 | CC | Single compartment stainless steel sink, drop-in, self-rimming, ledge-type, connected with a drain and provided with a mixing faucet. It shall also be provided with pre-punched fixture holes on 4" center, integral back ledge to accommodate deck-mounted fixtures, brushed/polished interior and top surfaces, and sound deadened. Recommended for use in suspended or U/C/B sink cabinets having a high plastic laminate or Chemsurf laminate countertop/work surface. For general purpose use throughout the facility.
CT020 | Countertop, Solid Surface | 7 | CC | A solid, nonporous countertop with a smooth seamless appearance. Easy to clean and maintain and with proper cleaning does not support the growth of mold. An acrylic-based solid surface product. Standard thickness of 1", and a 4" butt backsplash/curb. Also referred to as a work surface or work top. Available in a choice of colors and depths. Used in lab and other hospital areas requiring optimum physical and chemical resisting properties.
F0225 | Chair, Dining Room | 4 | VV | Dining room chair with glides. Chair has straight legs with cushioned cloth or vinyl seat.
F0795 | Table, Dining | 1 | VV | Dining table. Round 42" diameter or square 42" X 42". Used in dining facilities and can comfortably seat up to four (4) persons.
F2015 | Basket, Wastepaper, Metal/Plastic,2 Swinging Doors | 1 | VV | Metal receptacle for soiled / used towels or waste. Equipped with a removable tapered top with two independently operating self-closing, spring hinged doors. Used in public facilities for the collection and temporary storage of refuse.
F3065 | Whiteboard/Bulletin Board, Combination | 1 | VV | A combination whiteboard and bulletin board, half LCS and half cork. Available with either aluminum or wood frame. It can be used in patient rooms or in any appropriate space in the facility.
F3200 | Clock, Battery, 12" Diameter | 1 | VV | Clock, 12" diameter. Round surface, easy to read numbers with sweep second hand. Wall mounted unit for use when impractical to install a fully synchronized clock system. Battery operated, (batteries not included).
K1552 | Brewer, Coffee, Auto, Elect, 3 Burner, Front/Back | 1 | VV | Space saving front to back automatic coffee maker. This unit includes a heating tank, connection for a cold water supply, decanter service with three burners, funnel and a water flow controller. The unit is used for semi-automatic coffee brewing in cafeterias and commercial institutions. The unit automatically shuts off the water flow when enough has passed through to fill the pot. The unit is normally provided plumbed with a hot water faucet to the side for making other hot drinks (tea, cider, cocoa, etc.). The database height dimension does not include the clearance for coffee decanters warming on the upper burners.
K4665 | Oven, Microwave, Consumer | 1 | VV | Counter mounted microwave oven for average duty use. The exterior cabinet can be metal or heavy duty impact resistant plastic. The oven delivers instant energy for rapid heating, defrosting or prime cooking. The oven has touch pad controls, digital timer, power level selector and preprogrammed selectors for commonly cooked items. This oven is commonly found in staff lounges.
M0515 | Television, HD, 40" Class | 1 | VV | High definition (HDTV) multimedia flat panel LED 40" class display television. The TV will have a 16:9 wide screen aspect ratio, minimum of 1920 x 1080 display resolution, digital tuner, minimum refresh rate of 60Hz, minimum of two HDMI ports and 1 USB port ENERGY STAR certified.
R7250 | Refrigerator/Freezer, 20 Cubic Feet | 1 | VV | Refrigerator/freezer unit. This type unit includes a food saver system that helps keep food fresher. It also includes roll out wheels and is equipped for an optional automatic icemaker. This unit is of commercial or residential design and use.
19 - SV692 - CSR&D Vending Alcove, VC Svc | 19 - SV692 - CSR&D Vending Alcove, VC Svc | 19 - SV692 - CSR&D Vending Alcove, VC Svc | 19 - SV692 - CSR&D Vending Alcove, VC Svc | 19 - SV692 - CSR&D Vending Alcove, VC Svc
JSN | NAME | QTY | ACQ | DESCRIPTION
A6030 | Machine, Vending | 1 | L_RE | This JSN is to be used for determining and defining the requirement for vending machines. Item is normally leased or supplied by Army & Air Force Exchange Service, (AAFES).
F2015 | Basket, Wastepaper, Metal/Plastic,2 Swinging Doors | 1 | VV | Metal receptacle for soiled / used towels or waste. Equipped with a removable tapered top with two independently operating self-closing, spring hinged doors. Used in public facilities for the collection and temporary storage of refuse.
20 - SB653 - CSR&D Mailroom, Lgstcs Svc | 20 - SB653 - CSR&D Mailroom, Lgstcs Svc | 20 - SB653 - CSR&D Mailroom, Lgstcs Svc | 20 - SB653 - CSR&D Mailroom, Lgstcs Svc | 20 - SB653 - CSR&D Mailroom, Lgstcs Svc
JSN | NAME | QTY | ACQ | DESCRIPTION
_0051 | Bin, Mailroom Sorting w/Riser | 2 | VV | Mail distribution cabinet. Horizontal style distribution boxes. Unit consists of adjustable horizontal dividers and/or adjustable shelves. Unit can be customized to fit the client needs. Used for mail distribution. 84"w x 60"h x 30"d
_0052 | Mail Cart, Lockable | 4 | VV | Large capacity lockable mail cart. Top box section constructed of 18 gauge steel, lower section contains mail cart wire basket. The cart has 10" rear tires and 4 " front casters. Overall size is 22"w x 49"d x 40"h
_0054 | Camera, Dome, Ceiling Mounted, CCTV | 3 | CC | A high definition video surveillance camera. The camera is capable of full 1080p resolution at 30 frames per second while optimizing network usage with H.264, MPEG-4 and JPEG compression formats. Camera will have an open, standards-based design providing a platform for integration and operation as an independent device or as part of a surveillance network.
_0061 | Mail, Paper Inserter | 1 | VV | A tabletop or floor standing device used to fold documents and insert them into envelopes with speeds exceeding 2,100 envelopes per hour. Optional metering function.
_0062 | Postage Meter | 1 | VV | A device used to electronically document the correct postage of each piece of mail with capability to print directly on the mail or on a label.
_0077 | Desk, Single Pedestal, Large | 1 | VV | Single pedestal flat top desk, 30" high X 66" wide X 30" deep with right or left hand pedestal, one (1) box drawer, one (1) file drawer, modesty panel and floor glides.
_0078 | Locker, Package | 2 | VV | Rear loading parcel box for the delivery of parcels with dual locking system Consists of aluminum compartment doors and zinc plated steel compartments. Used for mail distribution. Unit consists of 2 doors
A1010 | Telecommunication Outlet | 1 | CC | Telecommunication outlet location.
A1015 | Telephone, Desk, Multiple Line | 1 | VV | Telephone, desk, multiple line.
A1055 | Mailbox, Horizontal, Rear Loading | 2 | CC | Horizontal, rear loading mail box. Consists of aluminum compartment doors with single dial reset-table combination lock, and zinc plated steel compartments. Used for mail distribution. Unit consists of 60 doors (door sizes either 12" high and 5" wide or 12" wide and 5" high). Size as required.
A1066 | Mirror, Float Glass, With SS Frame | 1 | CC | A high quality 1/4" polished float glass mirror 36X18, framed in a one-piece, bright polished, stainless steel channel frame with 90Â° mitered corners. All edges of the mirror are protected by absorbing filler strips. Mirror has a galvanized steel back with integral horizontal hanging brackets and wall hanger for concealed mounting. For mounting above single wall mounted lavatories located in toilet areas, Doctors examination offices, etc. May also be used above double lavatories, either wall or countertop mounted, found in restroom areas.
A5075 | Dispenser, Soap, Disposable | 1 | VV | Disposable soap dispenser. One-handed dispensing operation. Designed to accommodate disposable soap cartridge and valve.
A5077 | Dispenser, Hand Sanitizer, Hands-Free | 1 | VV | A touch free wall-mounted hand sanitizer dispenser. For use throughout a healthcare facility. Unit does not include the sanitizing liquid. Units are battery operated.
A5080 | Dispenser, Paper Towel, SS, Surface Mounted | 1 | CC | A surface mounted, satin finish stainless steel, single-fold, paper towel dispenser. Dispenser features: tumbler lock; front hinged at bottom; and refill indicator slot. Minimum capacity 400 single-fold paper towels. For general purpose use throughout the facility.
F0100 | Bin, Mail Sorting, Table Mounted | 2 | VV | Table mounted mail sorting bin with sufficient adjustable dividers to accommodate all standard size papers, and computer reports. Typical number of compartments for bin is forty eight (48).
F0275 | Chair, Swivel, High Back | 3 | VV | Highback contemporary swivel chair, 41" high X 23" wide X 23" deep with five (5) caster swivel base and arms. Chair may be used at desks or in conference rooms. Back and seat are foam padded and upholstered with either woven textile fabric or vinyl.
F0640 | Desk, Single Pedestal | 2 | VV | Single pedestal flat top desk, 30" high X 66" wide X 30" deep with right or left hand pedestal, one (1) box drawer, one (1) file drawer, modesty panel and floor glides.
F0775 | Table, Work, 2 Drawer | 2 | VV | Work table approximately 32" high X 72" wide X 30" deep with two drawers and a hard wood top.
F2000 | Basket, Wastepaper, Fire Resistant | 1 | VV | Wastepaper basket, fire resistant, approximately 40 quart capacity. This unit is used to collect and temporarily store small quantities of paper refuse in patient rooms, administrative areas and nursing stations. Size and shape varies depending on the application and manufacturer selected.
F2017 | Waste Receptacle, 24 GAL | 2 | VV | Rectangular steel waste receptacle with step-on lid and 24 gallon capacity. The receptacle is used to collect and temporarily store small quantities of paper refuse. Can be used in restrooms, patient areas, laboratories, pharmacies, etc.
F2025 | Container, Recycling, Small | 1 | VV | Recycling container shall be approximately 10-gallons in capacity. The container may be Recycle Blue in color with the recycle symbol identified on the container.
F3100 | Safe, Collection Agent | 1 | VV | Collection agent safe. Unit consists of thick door equipped with combination lock. All steel welded construction. For special document and record storage.
F3200 | Clock, Battery, 12" Diameter | 1 | VV | Clock, 12" diameter. Round surface, easy to read numbers with sweep second hand. Wall mounted unit for use when impractical to install a fully synchronized clock system. Battery operated, (batteries not included).
M1801 | Computer, Microprocessing, w/Flat Panel Monitor | 1 | VV | Desk top microprocessing computer. The unit shall consist of a central processing mini tower, flat panel monitor, keyboard, mouse and speakers. The system shall have the following minimum characteristics: a 2.8 GHz Pentium processor; 512 MB memory; 80GB hard drive; 32/48x CD-ROMDVD combo; 1.44MB network interface card; video 32 MB NVIDIA; a 18 inch flat panel monitor. The computer is used throughout the facility to input, manipulate and retrieve information.
M1825 | Printer, Computer | 1 | VV | High resolution computer printer with a variety of type styles and sheet/envelope feeder trays. Database information reflects network ready, medium duty office style laser printers. Other types of printers (bubble jet, dot matrix, line or plotter) as well as light or heavy use capabilities are available.
M2070 | Shelving, Storage, 77hx36wx18d | 2 | VV | Storage shelving unit approximately 77" H X 36" W X 18" D. Corrosion resistant baked enamel, galvanized or stainless steel open unit with adjustable shelves. The closed version is also available. For use in the storage room.
P3100 | Lavatory, Vitreous China, Slab Type | 1 | CC | Wall mounted, slab type, vitreous china, lavatory (approximate bowl size 7"x15"x10") with: faucet holes on 4" centers; gooseneck spout; wrist blade handles; and grid strainer. It shall be suitable for use in clinics, offices, washrooms or patient care area.
21 - SB773 - CSR&D Storage Room, Lgstcs Svc | 21 - SB773 - CSR&D Storage Room, Lgstcs Svc | 21 - SB773 - CSR&D Storage Room, Lgstcs Svc | 21 - SB773 - CSR&D Storage Room, Lgstcs Svc | 21 - SB773 - CSR&D Storage Room, Lgstcs Svc
JSN | NAME | QTY | ACQ | DESCRIPTION
A1010 | Telecommunication Outlet | 1 | CC | Telecommunication outlet location.
A1014 | Telephone, Wall Mounted, 1 Line, With Speaker | 1 | VV | Telephone, wall mounted, 1 line, with speaker.
M2055 | Shelving, Storage, Wire, CRS, w/Adjustable Shelves | 4 | VV | Stationary, wire, shelving unit. Unit has fully adjustable shelves constructed of stainless steel. For use in general purpose storage areas. Shelving is provided in various sizes and configurations. Price provided is for a unit approximately 74"H x 18"D x 48"W with four shelves.
22 - SS229 - CSR&D Coat Closet, Stff Sprt | 22 - SS229 - CSR&D Coat Closet, Stff Sprt | 22 - SS229 - CSR&D Coat Closet, Stff Sprt | 22 - SS229 - CSR&D Coat Closet, Stff Sprt | 22 - SS229 - CSR&D Coat Closet, Stff Sprt
JSN | NAME | QTY | ACQ | DESCRIPTION
A5145 | Hook, Garment, Double, SS, Surface Mounted | 1 | CC | A surface mounted, satin finish stainless steel, double garment hook. Equipped with a concealed mounting bracket that is secured to a concealed wall plate. For general purpose use throughout the facility to hang various items of apparel.
M2055 | Shelving, Storage, Wire, CRS, w/Adjustable Shelves | 1 | VV | Stationary, wire, shelving unit. Unit has fully adjustable shelves constructed of stainless steel. For use in general purpose storage areas. Shelving is provided in various sizes and configurations. Price provided is for a unit approximately 74"H x 18"D x 48"W with four shelves.
23 - SS232 - CSR&D Female Staff Locker Room, Stff Sprt | 23 - SS232 - CSR&D Female Staff Locker Room, Stff Sprt | 23 - SS232 - CSR&D Female Staff Locker Room, Stff Sprt | 23 - SS232 - CSR&D Female Staff Locker Room, Stff Sprt | 23 - SS232 - CSR&D Female Staff Locker Room, Stff Sprt
JSN | NAME | QTY | ACQ | DESCRIPTION
A1010 | Telecommunication Outlet | 1 | CC | Telecommunication outlet location.
A1012 | Telephone, Wall Mounted, 1 Line | 1 | VV | Telephone, wall mounted, 1 line.
A1040 | Locker, 2 Person, Side by Side, 72x15x18 | 8 | VV | Two person side by side locker. Steel unit. It consists of side by side compartments for hanging clothes and over/under compartments for hats, etc. Used for personal belongings storage.
A1080 | Mirror, Posture, Wall Mounted | 1 | CC | Wall mounted posture mirror. Consists of a 1/4" plate glass in a sturdy corrosion resistant frame with water proof back. For educational and therapy programs.
A5020 | Bench, Locker Room, Floor Mounted | 1 | CC | Locker room bench. Floor mounting -1-1/4" thick. Benches are sanded smooth with two coats of moisture-resistant sealer to ensure a protective, satin gloss surface, and mounted on strong steel pedestal anchored to the floor. Over all height of 18" includes pedestal. Size as required.
F2000 | Basket, Wastepaper, Fire Resistant | 1 | VV | Wastepaper basket, fire resistant, approximately 40 quart capacity. This unit is used to collect and temporarily store small quantities of paper refuse in patient rooms, administrative areas and nursing stations. Size and shape varies depending on the application and manufacturer selected.
F3200 | Clock, Battery, 12" Diameter | 1 | VV | Clock, 12" diameter. Round surface, easy to read numbers with sweep second hand. Wall mounted unit for use when impractical to install a fully synchronized clock system. Battery operated, (batteries not included).
24 - SS241 - CSR&D Male Staff Locker Room, Stff Sprt | 24 - SS241 - CSR&D Male Staff Locker Room, Stff Sprt | 24 - SS241 - CSR&D Male Staff Locker Room, Stff Sprt | 24 - SS241 - CSR&D Male Staff Locker Room, Stff Sprt | 24 - SS241 - CSR&D Male Staff Locker Room, Stff Sprt
JSN | NAME | QTY | ACQ | DESCRIPTION
A1010 | Telecommunication Outlet | 1 | CC | Telecommunication outlet location.
A1012 | Telephone, Wall Mounted, 1 Line | 1 | VV | Telephone, wall mounted, 1 line.
A1040 | Locker, 2 Person, Side by Side, 72x15x18 | 8 | VV | Two person side by side locker. Steel unit. It consists of side by side compartments for hanging clothes and over/under compartments for hats, etc. Used for personal belongings storage.
A1080 | Mirror, Posture, Wall Mounted | 1 | CC | Wall mounted posture mirror. Consists of a 1/4" plate glass in a sturdy corrosion resistant frame with water proof back. For educational and therapy programs.
A5020 | Bench, Locker Room, Floor Mounted | 1 | CC | Locker room bench. Floor mounting -1-1/4" thick. Benches are sanded smooth with two coats of moisture-resistant sealer to ensure a protective, satin gloss surface, and mounted on strong steel pedestal anchored to the floor. Over all height of 18" includes pedestal. Size as required.
F2000 | Basket, Wastepaper, Fire Resistant | 1 | VV | Wastepaper basket, fire resistant, approximately 40 quart capacity. This unit is used to collect and temporarily store small quantities of paper refuse in patient rooms, administrative areas and nursing stations. Size and shape varies depending on the application and manufacturer selected.
F3200 | Clock, Battery, 12" Diameter | 1 | VV | Clock, 12" diameter. Round surface, easy to read numbers with sweep second hand. Wall mounted unit for use when impractical to install a fully synchronized clock system. Battery operated, (batteries not included).
25 - SB202 - CSR&D Female Staff Toilet, Bldg Sprt | 25 - SB202 - CSR&D Female Staff Toilet, Bldg Sprt | 25 - SB202 - CSR&D Female Staff Toilet, Bldg Sprt | 25 - SB202 - CSR&D Female Staff Toilet, Bldg Sprt | 25 - SB202 - CSR&D Female Staff Toilet, Bldg Sprt
JSN | NAME | QTY | ACQ | DESCRIPTION
A1067 | Mirror, Float Glass, ADA Accessible | 1 | CC | A high quality 1/4" polished float glass mirror with a stainless steel frame. Frame holds mirror in a tilted position for accessibility and compliance with ADA requirements. Mirror has a galvanized steel back secured to frame with concealed screws with integral horizontal hanging brackets. Mirror shall be approximately 18" wide and 36" high. Other sizes are available.
A4995 | Table, Diaper Changing, Wall Mounted | 1 | CC | Wall mounted diaper changing table for use in public restrooms. Unit is a fold down system that folds upward when not in use for minimal intrusion into the room. Changing surface is contoured and has safety belt to insure that an infant will not fall from the table. Table is designed to hold no less than 250 pounds static weight. Closed dimensions are approximately 21" H x 36" W x 5" D. Open dimensions vary according to style. One system's open dimensions are 15 " high, 32" wide and 19" deep.
A5075 | Dispenser, Soap, Disposable | 1 | VV | Disposable soap dispenser. One-handed dispensing operation. Designed to accommodate disposable soap cartridge and valve.
A5082 | Dispenser, Paper Towel, Sensor, Hands Free | 1 | CC | A surface mounted, sensor activated, automatic, roll paper towel dispenser. The unit dispenses a paper towel automatically only when hands are place in position below the dispenser for maximum sanitation and hygiene. May include adjustable settings for sheet length, time delay, and sensor range. Unit is battery operated or with optional AC power adapter.
A5090 | Disposal, Sanitary Napkin, SS, Surface Mounted | 1 | CC | A surface mounted, satin finish stainless steel, sanitary napkin disposal. Disposal features a flip-up cover, secured to the container by a heavy duty stainless steel piano-hinge. Disposal may be secured to wall or toilet partition. For general purpose use in female toilet stalls or rooms and uni-sex toilet rooms.
A5109 | Grab Bar, ABA Compliant, SS, 2-Wall, W/C Accessible | 1 | CC | 2-wall toilet stall/room grab bar with concealed mounting flanges and a satin finish stainless steel peened gripping surface.. Snap over flanges are provided to conceal mounting screws. A selection of mounting kits and concealed anchor devices are available from the manufacturers for different types of installations. Grab bar shall comply with all barrier-free accessibility guidelines for design, sizing, positioning, installation, and structural strength. For typical water closet applications in toilet stalls and rooms where Architectural Barriers Act grab bar requirements must be met.
A5145 | Hook, Garment, Double, SS, Surface Mounted | 1 | CC | A surface mounted, satin finish stainless steel, double garment hook. Equipped with a concealed mounting bracket that is secured to a concealed wall plate. For general purpose use throughout the facility to hang various items of apparel.
A5200 | Dispenser, Toilet Tissue, SS, 2-Roll, Surface Mntd | 1 | CC | A concealed surface mounted, double roll, satin finish stainless steel, toilet tissue dispenser. Unit accommodates two standard-core toilet tissue rolls through 5" in diameter. Spindles are chrome plated plastic with a heavy-duty internal spring and turn freely for non-controlled delivery. For general purpose use in restrooms.
CT025 | Countertop, Solid Surface with Sink Combination | 1 | CC | A solid, nonporous countertop approximately 36"W x 22"D with a undercounter sink combination. The countertop is an acrylic-based solid surface product with a standard thickness of 1", and a 4" butt backsplash/curb. Surfaces will be easy to clean and maintain. Also referred to as a work surface or work top with sink. Available in a choice of colors, depths and sink shapes. Used for various applications in patient rooms, restrooms and throughout the facility. Usually a part of a casework interior design program. Unit does not include the drain and faucet.
F2015 | Basket, Wastepaper, Metal/Plastic,2 Swinging Doors | 1 | VV | Metal receptacle for soiled / used towels or waste. Equipped with a removable tapered top with two independently operating self-closing, spring hinged doors. Used in public facilities for the collection and temporary storage of refuse.
P9050 | Toilet, Wall Hung, Siphon Jet | 1 | CC | Siphon jet water closet/ toilet. This unit is wall hung with an elongated bowl, top spud flushometer, seat with open front and check hinge, and carrier. Used in restrooms throughout the health care facility.
26 - SB203 - CSR&D Male Staff Toilet, Bldg Sprt | 26 - SB203 - CSR&D Male Staff Toilet, Bldg Sprt | 26 - SB203 - CSR&D Male Staff Toilet, Bldg Sprt | 26 - SB203 - CSR&D Male Staff Toilet, Bldg Sprt | 26 - SB203 - CSR&D Male Staff Toilet, Bldg Sprt
JSN | NAME | QTY | ACQ | DESCRIPTION
A1067 | Mirror, Float Glass, ADA Accessible | 1 | CC | A high quality 1/4" polished float glass mirror with a stainless steel frame. Frame holds mirror in a tilted position for accessibility and compliance with ADA requirements. Mirror has a galvanized steel back secured to frame with concealed screws with integral horizontal hanging brackets. Mirror shall be approximately 18" wide and 36" high. Other sizes are available.
A4995 | Table, Diaper Changing, Wall Mounted | 1 | CC | Wall mounted diaper changing table for use in public restrooms. Unit is a fold down system that folds upward when not in use for minimal intrusion into the room. Changing surface is contoured and has safety belt to insure that an infant will not fall from the table. Table is designed to hold no less than 250 pounds static weight. Closed dimensions are approximately 21" H x 36" W x 5" D. Open dimensions vary according to style. One system's open dimensions are 15 " high, 32" wide and 19" deep.
A5075 | Dispenser, Soap, Disposable | 1 | VV | Disposable soap dispenser. One-handed dispensing operation. Designed to accommodate disposable soap cartridge and valve.
A5082 | Dispenser, Paper Towel, Sensor, Hands Free | 1 | CC | A surface mounted, sensor activated, automatic, roll paper towel dispenser. The unit dispenses a paper towel automatically only when hands are place in position below the dispenser for maximum sanitation and hygiene. May include adjustable settings for sheet length, time delay, and sensor range. Unit is battery operated or with optional AC power adapter.
A5109 | Grab Bar, ABA Compliant, SS, 2-Wall, W/C Accessible | 1 | CC | 2-wall toilet stall/room grab bar with concealed mounting flanges and a satin finish stainless steel peened gripping surface.. Snap over flanges are provided to conceal mounting screws. A selection of mounting kits and concealed anchor devices are available from the manufacturers for different types of installations. Grab bar shall comply with all barrier-free accessibility guidelines for design, sizing, positioning, installation, and structural strength. For typical water closet applications in toilet stalls and rooms where Architectural Barriers Act grab bar requirements must be met.
A5145 | Hook, Garment, Double, SS, Surface Mounted | 1 | CC | A surface mounted, satin finish stainless steel, double garment hook. Equipped with a concealed mounting bracket that is secured to a concealed wall plate. For general purpose use throughout the facility to hang various items of apparel.
A5200 | Dispenser, Toilet Tissue, SS, 2-Roll, Surface Mntd | 1 | CC | A concealed surface mounted, double roll, satin finish stainless steel, toilet tissue dispenser. Unit accommodates two standard-core toilet tissue rolls through 5" in diameter. Spindles are chrome plated plastic with a heavy-duty internal spring and turn freely for non-controlled delivery. For general purpose use in restrooms.
CT025 | Countertop, Solid Surface with Sink Combination | 1 | CC | A solid, nonporous countertop approximately 36"W x 22"D with a undercounter sink combination. The countertop is an acrylic-based solid surface product with a standard thickness of 1", and a 4" butt backsplash/curb. Surfaces will be easy to clean and maintain. Also referred to as a work surface or work top with sink. Available in a choice of colors, depths and sink shapes. Used for various applications in patient rooms, restrooms and throughout the facility. Usually a part of a casework interior design program. Unit does not include the drain and faucet.
F2015 | Basket, Wastepaper, Metal/Plastic,2 Swinging Doors | 1 | VV | Metal receptacle for soiled / used towels or waste. Equipped with a removable tapered top with two independently operating self-closing, spring hinged doors. Used in public facilities for the collection and temporary storage of refuse.
P9050 | Toilet, Wall Hung, Siphon Jet | 1 | CC | Siphon jet water closet/ toilet. This unit is wall hung with an elongated bowl, top spud flushometer, seat with open front and check hinge, and carrier. Used in restrooms throughout the health care facility.
27 - SB244 - CSR&D Housekeeping Aides Closet (HAC), Bldg Sprt | 27 - SB244 - CSR&D Housekeeping Aides Closet (HAC), Bldg Sprt | 27 - SB244 - CSR&D Housekeeping Aides Closet (HAC), Bldg Sprt | 27 - SB244 - CSR&D Housekeeping Aides Closet (HAC), Bldg Sprt | 27 - SB244 - CSR&D Housekeeping Aides Closet (HAC), Bldg Sprt
JSN | NAME | QTY | ACQ | DESCRIPTION
A5075 | Dispenser, Soap, Disposable | 1 | VV | Disposable soap dispenser. One-handed dispensing operation. Designed to accommodate disposable soap cartridge and valve.
A5080 | Dispenser, Paper Towel, SS, Surface Mounted | 1 | CC | A surface mounted, satin finish stainless steel, single-fold, paper towel dispenser. Dispenser features: tumbler lock; front hinged at bottom; and refill indicator slot. Minimum capacity 400 single-fold paper towels. For general purpose use throughout the facility.
A5107 | Dispenser, Glove, Surgical/Examination, Wall Mntd | 1 | VV | Examination three (Small Medium, Large) glove dispenser box for wall mounting. Fabricated of either cold rolled steel with a white baked enamel finish, plastic or acrylic. Hardware not included, Option 3 powder coated steel.
A5135 | Shelf, Utility W/ Mop/Broom Holders, SS, Surf Mntd | 1 | CC | A surface mounted, satin finish stainless steel, utility shelf with a maximum of 6 mop/broom holders and 5 rag hooks. Utility shelf features: 8" deep shelf; mounting brackets welded to shelf; spring activated rubber cam holders; and drying rod. Unit is available in various widths 30" (minimum, 3 holders and 2 hooks) to 48" (maximum, 6 holders and 5 hooks). For use in janitor closets. Pricing based on a 36" width.
F0500 | Cart, Janitor's | 1 | VV | Janitors cart, 38" high X 66" wide X 20" deep with 25 gallon heavy duty collection bag. Accommodations for locking vault and janitorial support items (broom, dust pan, chemicals, mop and mop bucket; not included).
F0505 | Bucket, Mop, With Wringer, 26 Quart | 1 | VV | Mobile mop bucket / wringer combination, approximately 35" H x 17" W x 22" D with four 2" casters. Total capacity is 26 quarts. Unit used for general hard surface floor maintenance.
P2000 | Eyewash, Wall Mounted, Hands-Free | 1 | CC | Wall mounted emergency eye wash station. The flow of water from the unit is activated by hand. Upon initiation of water flow the unit will operate hands free to provide streams of water to clear foreign particles or dilute caustic liquids from the eyes in emergency situations. Used in laboratories and areas of the hospital where employees are subject to foreign bodies or liquid material to the eyes.
P2451 | Valve, Mixing, Thermostatic, Eyewash | 1 | CC | Emergency tempering valve thermostatically mixes hot and cold water to provide a safe fluid supply for a single emergency eye/face wash with a flow rate of 10 gpm (38.8L)
P4700 | Sink, Mop, Molded Stone | 1 | CC | Mop service sink approximately 10"H x 36"W x 24"D. Also called a mop service basin and a mop receptor. Unit is made of molded stone and is a one piece item. It shall include a service faucet hose, hose bracket and mop hanger. Used in utility rooms for cleaning mops and floor cleaning equipment.
7 - HSR&D SERVICE STAFF AREA | 7 - HSR&D SERVICE STAFF AREA | 7 - HSR&D SERVICE STAFF AREA | 7 - HSR&D SERVICE STAFF AREA | 7 - HSR&D SERVICE STAFF AREA
1 - SS221 - HSR&D Reception, Stff Sprt | 1 - SS221 - HSR&D Reception, Stff Sprt | 1 - SS221 - HSR&D Reception, Stff Sprt | 1 - SS221 - HSR&D Reception, Stff Sprt | 1 - SS221 - HSR&D Reception, Stff Sprt
JSN | NAME | QTY | ACQ | DESCRIPTION
A1010 | Telecommunication Outlet | 1 | CC | Telecommunication outlet location.
A1015 | Telephone, Desk, Multiple Line | 1 | VV | Telephone, desk, multiple line.
A6105 | Counter, Reception Control, Built-In | 1 | CC | Counter, control, inpatient, built-in. Consists of two 18â€ wide base cabinets with two drawers and file drawer, two 30â€ wide pencil drawers and two 18â€ wide base cabinet with four drawers. The countertop shall be a composition of wood particle core with plastic laminate surface having a hard smooth surface finish, standard thickness of 1â€ and a 4â€ butt backsplash/curb. Pricing based on a 30" depth.
F0275 | Chair, Swivel, High Back | 1 | VV | Highback contemporary swivel chair, 41" high X 23" wide X 23" deep with five (5) caster swivel base and arms. Chair may be used at desks or in conference rooms. Back and seat are foam padded and upholstered with either woven textile fabric or vinyl.
F0420 | Cabinet, Filing, Lateral, Half Height | 1 | VV | Half height two (2) or three (3) drawer lateral filing cabinet, 28" high X 42" wide X 18" deep with recessed handles, locking device and drawer label holders. Drawers are adaptable to either letter or legal size materials.
F2000 | Basket, Wastepaper, Fire Resistant | 1 | VV | Wastepaper basket, fire resistant, approximately 40 quart capacity. This unit is used to collect and temporarily store small quantities of paper refuse in patient rooms, administrative areas and nursing stations. Size and shape varies depending on the application and manufacturer selected.
F3200 | Clock, Battery, 12" Diameter | 1 | VV | Clock, 12" diameter. Round surface, easy to read numbers with sweep second hand. Wall mounted unit for use when impractical to install a fully synchronized clock system. Battery operated, (batteries not included).
M1801 | Computer, Microprocessing, w/Flat Panel Monitor | 1 | VV | Desk top microprocessing computer. The unit shall consist of a central processing mini tower, flat panel monitor, keyboard, mouse and speakers. The system shall have the following minimum characteristics: a 2.8 GHz Pentium processor; 512 MB memory; 80GB hard drive; 32/48x CD-ROMDVD combo; 1.44MB network interface card; video 32 MB NVIDIA; a 18 inch flat panel monitor. The computer is used throughout the facility to input, manipulate and retrieve information.
2 - SS222 - HSR&D Waiting, Stff Sprt | 2 - SS222 - HSR&D Waiting, Stff Sprt | 2 - SS222 - HSR&D Waiting, Stff Sprt | 2 - SS222 - HSR&D Waiting, Stff Sprt | 2 - SS222 - HSR&D Waiting, Stff Sprt
JSN | NAME | QTY | ACQ | DESCRIPTION
A1010 | Telecommunication Outlet | 2 | CC | Telecommunication outlet location.
A5077 | Dispenser, Hand Sanitizer, Hands-Free | 1 | VV | A touch free wall-mounted hand sanitizer dispenser. For use throughout a healthcare facility. Unit does not include the sanitizing liquid. Units are battery operated.
A6046 | Artwork, Decorative, With Frame | 1 | VV | This JSN is to be used for determining and defining location of decorative artwork.
F0206 | Chair, Side, Bariatric, With Arms | 1 | VV | A bariatric side chair with arms for use in a waiting room, lobby or other patient area. Chair will have a padded seat and back and have a capacity of 800 pounds.
F0305 | Chair, Waiting Room, Single | 2 | VV | Single seat waiting room chair with foam padded seat and back. Upholstered with either woven fabric textile or vinyl. Arms and floor glides included.
F2000 | Basket, Wastepaper, Fire Resistant | 1 | VV | Wastepaper basket, fire resistant, approximately 40 quart capacity. This unit is used to collect and temporarily store small quantities of paper refuse in patient rooms, administrative areas and nursing stations. Size and shape varies depending on the application and manufacturer selected.
F2300 | Rack, Magazine, Wall Mounted | 1 | VV | Wall mounted magazine rack with nine (9) magazine holding compartments.
F3200 | Clock, Battery, 12" Diameter | 1 | VV | Clock, 12" diameter. Round surface, easy to read numbers with sweep second hand. Wall mounted unit for use when impractical to install a fully synchronized clock system. Battery operated, (batteries not included).
3 - SS204 - HSR&D PI Office, Stff Sprt | 3 - SS204 - HSR&D PI Office, Stff Sprt | 3 - SS204 - HSR&D PI Office, Stff Sprt | 3 - SS204 - HSR&D PI Office, Stff Sprt | 3 - SS204 - HSR&D PI Office, Stff Sprt
JSN | NAME | QTY | ACQ | DESCRIPTION
A1010 | Telecommunication Outlet | 2 | CC | Telecommunication outlet location.
A1015 | Telephone, Desk, Multiple Line | 1 | VV | Telephone, desk, multiple line.
A5145 | Hook, Garment, Double, SS, Surface Mounted | 1 | CC | A surface mounted, satin finish stainless steel, double garment hook. Equipped with a concealed mounting bracket that is secured to a concealed wall plate. For general purpose use throughout the facility to hang various items of apparel.
E0078 | Workstation, L-Shaped w/Peninsula, Free Std, 78x72 | 1 | VV | This section will provide a whole work station typical to quickly plan work areas in clinical or administrative spaces. There will be a price decrease if typical work stations are used with vertical hanging strips instead of panels. THIS TYPICAL INCLUDES: 4 standard solid panels; 2 panel connectors, 2-way corner; 1 panel-to-panel connector; 2 finished end hardware; 1 cantilevered work surface; 1 peninsula work surface; 2 lockable flipper units; 2 shelf, storage/display; 2 lights; 1 tack board, 48"W; 1 tool rail, 30"W; 1 paper tray; 1 diagonal tray; 1 adjustable keyboard tray; 1 mobile pedestal, box/file.
F0110 | Bookcase, 3 Shelf | 1 | VV | Freestanding open metal shelf book case, approximately 60" high X 36" wide X 18" deep with three (3) adjustable shelves and four (4) non-marking floor glides.
F0205 | Chair, Side With Arms | 2 | VV | Upholstered side chair, 32" high X 21" wide X 23" deep with arms, padded seats and padded backs. Seat height is a minimum of 17". Available with or without sled base.
F0275 | Chair, Swivel, High Back | 1 | VV | Highback contemporary swivel chair, 41" high X 23" wide X 23" deep with five (5) caster swivel base and arms. Chair may be used at desks or in conference rooms. Back and seat are foam padded and upholstered with either woven textile fabric or vinyl.
F0420 | Cabinet, Filing, Lateral, Half Height | 1 | VV | Half height two (2) or three (3) drawer lateral filing cabinet, 28" high X 42" wide X 18" deep with recessed handles, locking device and drawer label holders. Drawers are adaptable to either letter or legal size materials.
F2000 | Basket, Wastepaper, Fire Resistant | 1 | VV | Wastepaper basket, fire resistant, approximately 40 quart capacity. This unit is used to collect and temporarily store small quantities of paper refuse in patient rooms, administrative areas and nursing stations. Size and shape varies depending on the application and manufacturer selected.
F3200 | Clock, Battery, 12" Diameter | 1 | VV | Clock, 12" diameter. Round surface, easy to read numbers with sweep second hand. Wall mounted unit for use when impractical to install a fully synchronized clock system. Battery operated, (batteries not included).
M1801 | Computer, Microprocessing, w/Flat Panel Monitor | 1 | VV | Desk top microprocessing computer. The unit shall consist of a central processing mini tower, flat panel monitor, keyboard, mouse and speakers. The system shall have the following minimum characteristics: a 2.8 GHz Pentium processor; 512 MB memory; 80GB hard drive; 32/48x CD-ROMDVD combo; 1.44MB network interface card; video 32 MB NVIDIA; a 18 inch flat panel monitor. The computer is used throughout the facility to input, manipulate and retrieve information.
4 - SS218 - HSR&D Researcher Workstation, Stff Sprt | 4 - SS218 - HSR&D Researcher Workstation, Stff Sprt | 4 - SS218 - HSR&D Researcher Workstation, Stff Sprt | 4 - SS218 - HSR&D Researcher Workstation, Stff Sprt | 4 - SS218 - HSR&D Researcher Workstation, Stff Sprt
JSN | NAME | QTY | ACQ | DESCRIPTION
A1010 | Telecommunication Outlet | 2 | CC | Telecommunication outlet location.
A1015 | Telephone, Desk, Multiple Line | 1 | VV | Telephone, desk, multiple line.
E0120 | Workstation, Straight, Free Standing, 60" W | 1 | VV | This JSN will provide a whole work station typical to quickly plan work areas in clinical or administrative spaces. There will be a price decrease if typical work stations are used with vertical hanging strips instead of panels. THIS TYPICAL INCLUDES: 3 Standard Solid Panels 1 Panel - to Panel Connector 1 Panel Connector, 2-Way Corner 2 Finished End Hardware 1 Cantilevered, Work Surface 2 Lockable Flipper Units 2 Lights 1 Tack board 1 Tool Rail 1 Paper Tray 1 Diagonal Tray 1 Adjustable Keyboard Tray 1 Mobile Pedestal, Box/File 1 Support Panel
F0275 | Chair, Swivel, High Back | 1 | VV | Highback contemporary swivel chair, 41" high X 23" wide X 23" deep with five (5) caster swivel base and arms. Chair may be used at desks or in conference rooms. Back and seat are foam padded and upholstered with either woven textile fabric or vinyl.
F0420 | Cabinet, Filing, Lateral, Half Height | 1 | VV | Half height two (2) or three (3) drawer lateral filing cabinet, 28" high X 42" wide X 18" deep with recessed handles, locking device and drawer label holders. Drawers are adaptable to either letter or legal size materials.
F2000 | Basket, Wastepaper, Fire Resistant | 1 | VV | Wastepaper basket, fire resistant, approximately 40 quart capacity. This unit is used to collect and temporarily store small quantities of paper refuse in patient rooms, administrative areas and nursing stations. Size and shape varies depending on the application and manufacturer selected.
M1801 | Computer, Microprocessing, w/Flat Panel Monitor | 1 | VV | Desk top microprocessing computer. The unit shall consist of a central processing mini tower, flat panel monitor, keyboard, mouse and speakers. The system shall have the following minimum characteristics: a 2.8 GHz Pentium processor; 512 MB memory; 80GB hard drive; 32/48x CD-ROMDVD combo; 1.44MB network interface card; video 32 MB NVIDIA; a 18 inch flat panel monitor. The computer is used throughout the facility to input, manipulate and retrieve information.
5 - SS216 - HSR&D Trainee Workstation, Stff Sprt | 5 - SS216 - HSR&D Trainee Workstation, Stff Sprt | 5 - SS216 - HSR&D Trainee Workstation, Stff Sprt | 5 - SS216 - HSR&D Trainee Workstation, Stff Sprt | 5 - SS216 - HSR&D Trainee Workstation, Stff Sprt
JSN | NAME | QTY | ACQ | DESCRIPTION
F0275 | Chair, Swivel, High Back | 1 | VV | Highback contemporary swivel chair, 41" high X 23" wide X 23" deep with five (5) caster swivel base and arms. Chair may be used at desks or in conference rooms. Back and seat are foam padded and upholstered with either woven textile fabric or vinyl.
F0715 | Carrel, Study Table | 1 | VV | Study carrel with table. Equipped with shelf for one (1) 12" monitor and book shelf, wire access grommets, built-in cable chase for wire management and adjustable floor glides. A convenience outlet is required at point of use to service computer equipment if used. Work surface is 29" high.
F2000 | Basket, Wastepaper, Fire Resistant | 1 | VV | Wastepaper basket, fire resistant, approximately 40 quart capacity. This unit is used to collect and temporarily store small quantities of paper refuse in patient rooms, administrative areas and nursing stations. Size and shape varies depending on the application and manufacturer selected.
M1801 | Computer, Microprocessing, w/Flat Panel Monitor | 1 | VV | Desk top microprocessing computer. The unit shall consist of a central processing mini tower, flat panel monitor, keyboard, mouse and speakers. The system shall have the following minimum characteristics: a 2.8 GHz Pentium processor; 512 MB memory; 80GB hard drive; 32/48x CD-ROMDVD combo; 1.44MB network interface card; video 32 MB NVIDIA; a 18 inch flat panel monitor. The computer is used throughout the facility to input, manipulate and retrieve information.
6 - SS212 - HSR&D Collaboration Station, Stff Sprt | 6 - SS212 - HSR&D Collaboration Station, Stff Sprt | 6 - SS212 - HSR&D Collaboration Station, Stff Sprt | 6 - SS212 - HSR&D Collaboration Station, Stff Sprt | 6 - SS212 - HSR&D Collaboration Station, Stff Sprt
JSN | NAME | QTY | ACQ | DESCRIPTION
A1010 | Telecommunication Outlet | 2 | CC | Telecommunication outlet location.
A1011 | Telephone, Desk, 1 Line | 1 | VV | Telephone, desk, 1 line.
E0042 | Workcenter, Computer, Free Standing, 48" W | 1 | VV | THIS TYPICAL INCLUDES: 1 Tool Rail 2 Paper Tray 1 Diagonal Tray 1 Freestanding Work Surface 1 Mobile Pedestal, Box/File 1 Adjustable Keyboard Tray
F0275 | Chair, Swivel, High Back | 1 | VV | Highback contemporary swivel chair, 41" high X 23" wide X 23" deep with five (5) caster swivel base and arms. Chair may be used at desks or in conference rooms. Back and seat are foam padded and upholstered with either woven textile fabric or vinyl.
F0750 | Table, Office, (size as required) | 1 | VV | Office table, sized as required. May be used as either a four (4) to six (6) person conference table or as an extra work surface area.
F2000 | Basket, Wastepaper, Fire Resistant | 1 | VV | Wastepaper basket, fire resistant, approximately 40 quart capacity. This unit is used to collect and temporarily store small quantities of paper refuse in patient rooms, administrative areas and nursing stations. Size and shape varies depending on the application and manufacturer selected.
F3200 | Clock, Battery, 12" Diameter | 1 | VV | Clock, 12" diameter. Round surface, easy to read numbers with sweep second hand. Wall mounted unit for use when impractical to install a fully synchronized clock system. Battery operated, (batteries not included).
M1801 | Computer, Microprocessing, w/Flat Panel Monitor | 1 | VV | Desk top microprocessing computer. The unit shall consist of a central processing mini tower, flat panel monitor, keyboard, mouse and speakers. The system shall have the following minimum characteristics: a 2.8 GHz Pentium processor; 512 MB memory; 80GB hard drive; 32/48x CD-ROMDVD combo; 1.44MB network interface card; video 32 MB NVIDIA; a 18 inch flat panel monitor. The computer is used throughout the facility to input, manipulate and retrieve information.
7 - SS218 - HSR&D Touch-down Workstation, Stff Sprt | 7 - SS218 - HSR&D Touch-down Workstation, Stff Sprt | 7 - SS218 - HSR&D Touch-down Workstation, Stff Sprt | 7 - SS218 - HSR&D Touch-down Workstation, Stff Sprt | 7 - SS218 - HSR&D Touch-down Workstation, Stff Sprt
JSN | NAME | QTY | ACQ | DESCRIPTION
A1010 | Telecommunication Outlet | 2 | CC | Telecommunication outlet location.
A1015 | Telephone, Desk, Multiple Line | 1 | VV | Telephone, desk, multiple line.
E0120 | Workstation, Straight, Free Standing, 60" W | 1 | VV | This JSN will provide a whole work station typical to quickly plan work areas in clinical or administrative spaces. There will be a price decrease if typical work stations are used with vertical hanging strips instead of panels. THIS TYPICAL INCLUDES: 3 Standard Solid Panels 1 Panel - to Panel Connector 1 Panel Connector, 2-Way Corner 2 Finished End Hardware 1 Cantilevered, Work Surface 2 Lockable Flipper Units 2 Lights 1 Tack board 1 Tool Rail 1 Paper Tray 1 Diagonal Tray 1 Adjustable Keyboard Tray 1 Mobile Pedestal, Box/File 1 Support Panel
F0275 | Chair, Swivel, High Back | 1 | VV | Highback contemporary swivel chair, 41" high X 23" wide X 23" deep with five (5) caster swivel base and arms. Chair may be used at desks or in conference rooms. Back and seat are foam padded and upholstered with either woven textile fabric or vinyl.
F0420 | Cabinet, Filing, Lateral, Half Height | 1 | VV | Half height two (2) or three (3) drawer lateral filing cabinet, 28" high X 42" wide X 18" deep with recessed handles, locking device and drawer label holders. Drawers are adaptable to either letter or legal size materials.
F2000 | Basket, Wastepaper, Fire Resistant | 1 | VV | Wastepaper basket, fire resistant, approximately 40 quart capacity. This unit is used to collect and temporarily store small quantities of paper refuse in patient rooms, administrative areas and nursing stations. Size and shape varies depending on the application and manufacturer selected.
M1801 | Computer, Microprocessing, w/Flat Panel Monitor | 1 | VV | Desk top microprocessing computer. The unit shall consist of a central processing mini tower, flat panel monitor, keyboard, mouse and speakers. The system shall have the following minimum characteristics: a 2.8 GHz Pentium processor; 512 MB memory; 80GB hard drive; 32/48x CD-ROMDVD combo; 1.44MB network interface card; video 32 MB NVIDIA; a 18 inch flat panel monitor. The computer is used throughout the facility to input, manipulate and retrieve information.
8 - SS285 - HSR&D Huddle Room, Stff Sprt | 8 - SS285 - HSR&D Huddle Room, Stff Sprt | 8 - SS285 - HSR&D Huddle Room, Stff Sprt | 8 - SS285 - HSR&D Huddle Room, Stff Sprt | 8 - SS285 - HSR&D Huddle Room, Stff Sprt
JSN | NAME | QTY | ACQ | DESCRIPTION
A1010 | Telecommunication Outlet | 2 | CC | Telecommunication outlet location.
A1020 | Telephone, Conferencing System | 1 | VV | A tabletop telephone conferencing system typically found in a conference room. Features and accessories include 12-key telephone keypad, multiple conferencing navigation keys, console microphones, dynamic noise reduction, LCD display, caller ID and console loudspeaker.
A5212 | Bracket, Television, Wall-Mounted, Tilt/Angle | 1 | VV | A wall mounted, tilt/angled TV bracket for 37" to 80" TVs. Mount will be a universal and VESA compliant unit with a load capacity of up to 130 lbs.
A5220 | Bracket, Television, Wall Backing | 1 | CC | Wall mounted television bracket backing which provides additional support and strength for the installation of the television bracket. Option available for interior or exterior plate and sized for 12â€ 16â€ or 24â€ stud spacing.
F0225 | Chair, Dining Room | 4 | VV | Dining room chair with glides. Chair has straight legs with cushioned cloth or vinyl seat.
F0795 | Table, Dining | 1 | VV | Dining table. Round 42" diameter or square 42" X 42". Used in dining facilities and can comfortably seat up to four (4) persons.
M0507 | Video Teleconferencing System | 1 | VV | Shall be a video conferencing unit consisting of a camera, microphone, video/audio compression components, a component cart and a 32 inch monitor. It shall provide live audio-visual conferencing capabilities to dispersed geographic sites.
M0512 | Television, HDTV, Large Screen, 60" | 1 | VV | A high definition (HDTV) multimedia, slim design, 60"W to 65"W color television. The TV will have a 16.9 wide screen aspect ratio with full HD 1080p resolution and HDMI connections. TV may be LED, Plasma or LCD. TV will include a stand.
9 - SS224 - HSR&D Private Call Room, Stff Sprt | 9 - SS224 - HSR&D Private Call Room, Stff Sprt | 9 - SS224 - HSR&D Private Call Room, Stff Sprt | 9 - SS224 - HSR&D Private Call Room, Stff Sprt | 9 - SS224 - HSR&D Private Call Room, Stff Sprt
JSN | NAME | QTY | ACQ | DESCRIPTION
A1010 | Telecommunication Outlet | 2 | CC | Telecommunication outlet location.
A1011 | Telephone, Desk, 1 Line | 1 | VV | Telephone, desk, 1 line.
F0280 | Chair, Swivel, Low Back | 2 | VV | Low back contemporary swivel chair, 37" high X 25" wide X 31" deep with a five (5) caster swivel base, arms and foam padded seat and back upholstered with either woven textile fabric or vinyl.
F0640 | Desk, Single Pedestal | 1 | VV | Single pedestal flat top desk, 30" high X 66" wide X 30" deep with right or left hand pedestal, one (1) box drawer, one (1) file drawer, modesty panel and floor glides.
F2000 | Basket, Wastepaper, Fire Resistant | 1 | VV | Wastepaper basket, fire resistant, approximately 40 quart capacity. This unit is used to collect and temporarily store small quantities of paper refuse in patient rooms, administrative areas and nursing stations. Size and shape varies depending on the application and manufacturer selected.
F3200 | Clock, Battery, 12" Diameter | 1 | VV | Clock, 12" diameter. Round surface, easy to read numbers with sweep second hand. Wall mounted unit for use when impractical to install a fully synchronized clock system. Battery operated, (batteries not included).
M0507 | Video Teleconferencing System | 1 | VV | Shall be a video conferencing unit consisting of a camera, microphone, video/audio compression components, a component cart and a 32 inch monitor. It shall provide live audio-visual conferencing capabilities to dispersed geographic sites.
M1801 | Computer, Microprocessing, w/Flat Panel Monitor | 1 | VV | Desk top microprocessing computer. The unit shall consist of a central processing mini tower, flat panel monitor, keyboard, mouse and speakers. The system shall have the following minimum characteristics: a 2.8 GHz Pentium processor; 512 MB memory; 80GB hard drive; 32/48x CD-ROMDVD combo; 1.44MB network interface card; video 32 MB NVIDIA; a 18 inch flat panel monitor. The computer is used throughout the facility to input, manipulate and retrieve information.
10 - SS101 - HSR&D Conference / Multipurpose Room, Educ Svc | 10 - SS101 - HSR&D Conference / Multipurpose Room, Educ Svc | 10 - SS101 - HSR&D Conference / Multipurpose Room, Educ Svc | 10 - SS101 - HSR&D Conference / Multipurpose Room, Educ Svc | 10 - SS101 - HSR&D Conference / Multipurpose Room, Educ Svc
JSN | NAME | QTY | ACQ | DESCRIPTION
A1010 | Telecommunication Outlet | 1 | CC | Telecommunication outlet location.
A1020 | Telephone, Conferencing System | 1 | VV | A tabletop telephone conferencing system typically found in a conference room. Features and accessories include 12-key telephone keypad, multiple conferencing navigation keys, console microphones, dynamic noise reduction, LCD display, caller ID and console loudspeaker.
A5212 | Bracket, Television, Wall-Mounted, Tilt/Angle | 1 | VV | A wall mounted, tilt/angled TV bracket for 37" to 80" TVs. Mount will be a universal and VESA compliant unit with a load capacity of up to 130 lbs.
A5220 | Bracket, Television, Wall Backing | 1 | CC | Wall mounted television bracket backing which provides additional support and strength for the installation of the television bracket. Option available for interior or exterior plate and sized for 12â€ 16â€ or 24â€ stud spacing.
A6046 | Artwork, Decorative, With Frame | 1 | VV | This JSN is to be used for determining and defining location of decorative artwork.
F0220 | Chair, Conference | 10 | VV | Conference chair designed to complement the executive furniture package selected. Foam rubber cushioned seats and backs covered with either woven fabric or vinyl. Base with 5 (five) swivel casters.
F0755 | Table, Conference, Wood | 2 | VV | Executive conference table. Dimensions are approximately 30" high, 48" wide with lengths varying from 74" to 96". These tables add traditional elegance to any conference room.
F2000 | Basket, Wastepaper, Fire Resistant | 1 | VV | Wastepaper basket, fire resistant, approximately 40 quart capacity. This unit is used to collect and temporarily store small quantities of paper refuse in patient rooms, administrative areas and nursing stations. Size and shape varies depending on the application and manufacturer selected.
F3200 | Clock, Battery, 12" Diameter | 1 | VV | Clock, 12" diameter. Round surface, easy to read numbers with sweep second hand. Wall mounted unit for use when impractical to install a fully synchronized clock system. Battery operated, (batteries not included).
M0507 | Video Teleconferencing System | 1 | VV | Shall be a video conferencing unit consisting of a camera, microphone, video/audio compression components, a component cart and a 32 inch monitor. It shall provide live audio-visual conferencing capabilities to dispersed geographic sites.
M0512 | Television, HDTV, Large Screen, 60" | 1 | VV | A high definition (HDTV) multimedia, slim design, 60"W to 65"W color television. The TV will have a 16.9 wide screen aspect ratio with full HD 1080p resolution and HDMI connections. TV may be LED, Plasma or LCD. TV will include a stand.
11 - SB773 - HSR&D Conference / Multipurpose Storage Room, Lgstcs Svc | 11 - SB773 - HSR&D Conference / Multipurpose Storage Room, Lgstcs Svc | 11 - SB773 - HSR&D Conference / Multipurpose Storage Room, Lgstcs Svc | 11 - SB773 - HSR&D Conference / Multipurpose Storage Room, Lgstcs Svc | 11 - SB773 - HSR&D Conference / Multipurpose Storage Room, Lgstcs Svc
JSN | NAME | QTY | ACQ | DESCRIPTION
A1010 | Telecommunication Outlet | 1 | CC | Telecommunication outlet location.
A1014 | Telephone, Wall Mounted, 1 Line, With Speaker | 1 | VV | Telephone, wall mounted, 1 line, with speaker.
M2055 | Shelving, Storage, Wire, CRS, w/Adjustable Shelves | 4 | VV | Stationary, wire, shelving unit. Unit has fully adjustable shelves constructed of stainless steel. For use in general purpose storage areas. Shelving is provided in various sizes and configurations. Price provided is for a unit approximately 74"H x 18"D x 48"W with four shelves.
12 - SC813 - HSR&F Records Storage Room, R&D | 12 - SC813 - HSR&F Records Storage Room, R&D | 12 - SC813 - HSR&F Records Storage Room, R&D | 12 - SC813 - HSR&F Records Storage Room, R&D | 12 - SC813 - HSR&F Records Storage Room, R&D
JSN | NAME | QTY | ACQ | DESCRIPTION
13 - SC715 - HSR&D Research Informatics Room, R&D | 13 - SC715 - HSR&D Research Informatics Room, R&D | 13 - SC715 - HSR&D Research Informatics Room, R&D | 13 - SC715 - HSR&D Research Informatics Room, R&D | 13 - SC715 - HSR&D Research Informatics Room, R&D
JSN | NAME | QTY | ACQ | DESCRIPTION
A1010 | Telecommunication Outlet | 3 | CC | Telecommunication outlet location.
F0280 | Chair, Swivel, Low Back | 2 | VV | Low back contemporary swivel chair, 37" high X 25" wide X 31" deep with a five (5) caster swivel base, arms and foam padded seat and back upholstered with either woven textile fabric or vinyl.
F0640 | Desk, Single Pedestal | 1 | VV | Single pedestal flat top desk, 30" high X 66" wide X 30" deep with right or left hand pedestal, one (1) box drawer, one (1) file drawer, modesty panel and floor glides.
F2000 | Basket, Wastepaper, Fire Resistant | 1 | VV | Wastepaper basket, fire resistant, approximately 40 quart capacity. This unit is used to collect and temporarily store small quantities of paper refuse in patient rooms, administrative areas and nursing stations. Size and shape varies depending on the application and manufacturer selected.
M2055 | Shelving, Storage, Wire, CRS, w/Adjustable Shelves | 1 | VV | Stationary, wire, shelving unit. Unit has fully adjustable shelves constructed of stainless steel. For use in general purpose storage areas. Shelving is provided in various sizes and configurations. Price provided is for a unit approximately 74"H x 18"D x 48"W with four shelves.
14 - SS268 - HSR&D Copy / Supply Alcove, Stff Sprt | 14 - SS268 - HSR&D Copy / Supply Alcove, Stff Sprt | 14 - SS268 - HSR&D Copy / Supply Alcove, Stff Sprt | 14 - SS268 - HSR&D Copy / Supply Alcove, Stff Sprt | 14 - SS268 - HSR&D Copy / Supply Alcove, Stff Sprt
JSN | NAME | QTY | ACQ | DESCRIPTION
A1011 | Telephone, Desk, 1 Line | 1 | VV | Telephone, desk, 1 line.
C04F0 | Cabinet, U/C/B, 1 Shelf, 2 Half DR, 2 DO, 36x36x22 | 1 | CC | Standing height under counter base cabinet with an adjustable shelf and two half width drawers above solid hinged doors. Also referred to as a combination cabinet or a drawer and cupboard cabinet. For general purpose use throughout the facility.
CT020 | Countertop, Solid Surface | 1 | CC | A solid, nonporous countertop with a smooth seamless appearance. Easy to clean and maintain and with proper cleaning does not support the growth of mold. An acrylic-based solid surface product. Standard thickness of 1", and a 4" butt backsplash/curb. Also referred to as a work surface or work top. Available in a choice of colors and depths. Used in lab and other hospital areas requiring optimum physical and chemical resisting properties.
F2000 | Basket, Wastepaper, Fire Resistant | 1 | VV | Wastepaper basket, fire resistant, approximately 40 quart capacity. This unit is used to collect and temporarily store small quantities of paper refuse in patient rooms, administrative areas and nursing stations. Size and shape varies depending on the application and manufacturer selected.
F2550 | Shredder, Paper Heavy Duty | 1 | VV | Shredder shall be able to process a minimum of 25 sheets of paper per pass at a minimum rate of 20 feet per minute. The unit shall have a 16 inch throat to accept paper. Paper shall be shredded into 1/4 inch strips.
M1810 | Copier, Floor Standing, Digital | 1 | VV | Floor standing copier. Unit features automatic paper size selection, automatic document feeder and sorter. The system also has zoom capabilities and automatic two-sided copying. For use where medium volume reproduction is required in the range of 30 to 40 copies per minute.
15 - SS262 - HSR&D Staff Breakroom, Stff Sprt | 15 - SS262 - HSR&D Staff Breakroom, Stff Sprt | 15 - SS262 - HSR&D Staff Breakroom, Stff Sprt | 15 - SS262 - HSR&D Staff Breakroom, Stff Sprt | 15 - SS262 - HSR&D Staff Breakroom, Stff Sprt
JSN | NAME | QTY | ACQ | DESCRIPTION
A1010 | Telecommunication Outlet | 1 | CC | Telecommunication outlet location.
A1012 | Telephone, Wall Mounted, 1 Line | 1 | VV | Telephone, wall mounted, 1 line.
A1080 | Mirror, Posture, Wall Mounted | 1 | CC | Wall mounted posture mirror. Consists of a 1/4" plate glass in a sturdy corrosion resistant frame with water proof back. For educational and therapy programs.
A5075 | Dispenser, Soap, Disposable | 1 | VV | Disposable soap dispenser. One-handed dispensing operation. Designed to accommodate disposable soap cartridge and valve.
A5080 | Dispenser, Paper Towel, SS, Surface Mounted | 1 | CC | A surface mounted, satin finish stainless steel, single-fold, paper towel dispenser. Dispenser features: tumbler lock; front hinged at bottom; and refill indicator slot. Minimum capacity 400 single-fold paper towels. For general purpose use throughout the facility.
A5145 | Hook, Garment, Double, SS, Surface Mounted | 1 | CC | A surface mounted, satin finish stainless steel, double garment hook. Equipped with a concealed mounting bracket that is secured to a concealed wall plate. For general purpose use throughout the facility to hang various items of apparel.
A5210 | Bracket, Television, Wall Mounted, w/Adjust Arm | 1 | VV | Wall mounted television bracket with adjustable arm. Consists of movable arm with minimum 120 degree swivel. Designed for holding wall mounted, flat panel television units in patient rooms.
A5220 | Bracket, Television, Wall Backing | 1 | CC | Wall mounted television bracket backing which provides additional support and strength for the installation of the television bracket. Option available for interior or exterior plate and sized for 12â€ 16â€ or 24â€ stud spacing.
C02C0 | Cabinet, U/C/B, 1 Shelf, 1 Drawer, 1 DO, 36x24x22 | 1 | CC | Standing height under counter base cabinet with an adjustable shelf and a full width drawer above a solid right or left-hinged door (appropriate door hinge configuration to be indicated on equipment elevation drawings). Also referred to as a combination cabinet or a drawer and cupboard cabinet. For general purpose use throughout the facility.
C02D0 | Cabinet, U/C/B, 4 Drawer, 36x24x22 | 1 | CC | Standing height under counter base cabinet with four full width drawers of equal height. Also referred to as a drawer cabinet. For general purpose use throughout the facility.
C04P0 | Cabinet, Sink, U/C/B, 2 Door, 36x36x22 | 1 | CC | Standing height under counter base sink cabinet with solid hinged doors. Also referred to as a double-door sink cabinet. For general purpose use throughout the facility where a sink is to be used. Coordinate actual clear cabinet dimension with the actual outside dimension of sink that is specified to ensure that they are compatible.
CB020 | Cabinet, W/H, 2 Shelf, 1 DO, Sloping Top, 38x24x13 | 2 | CC | Wall hung cabinet with two adjustable shelves, solid right or left-hinged door (appropriate door hinge configuration to be indicated on equipment elevation drawings), and sloping top. Also referred to as a solid hinged single door case. For general purpose use throughout the facility.
CS010 | Sink, SS, Single Compartment, 7.5x12x12 ID | 1 | CC | Single compartment stainless steel sink, drop-in, self-rimming, ledge-type, connected with a drain and provided with a mixing faucet. It shall also be provided with pre-punched fixture holes on 4" center, integral back ledge to accommodate deck-mounted fixtures, brushed/polished interior and top surfaces, and sound deadened. Recommended for use in suspended or U/C/B sink cabinets having a high plastic laminate or Chemsurf laminate countertop/work surface. For general purpose use throughout the facility.
CT020 | Countertop, Solid Surface | 7 | CC | A solid, nonporous countertop with a smooth seamless appearance. Easy to clean and maintain and with proper cleaning does not support the growth of mold. An acrylic-based solid surface product. Standard thickness of 1", and a 4" butt backsplash/curb. Also referred to as a work surface or work top. Available in a choice of colors and depths. Used in lab and other hospital areas requiring optimum physical and chemical resisting properties.
F0225 | Chair, Dining Room | 4 | VV | Dining room chair with glides. Chair has straight legs with cushioned cloth or vinyl seat.
F0795 | Table, Dining | 1 | VV | Dining table. Round 42" diameter or square 42" X 42". Used in dining facilities and can comfortably seat up to four (4) persons.
F2015 | Basket, Wastepaper, Metal/Plastic,2 Swinging Doors | 1 | VV | Metal receptacle for soiled / used towels or waste. Equipped with a removable tapered top with two independently operating self-closing, spring hinged doors. Used in public facilities for the collection and temporary storage of refuse.
F3065 | Whiteboard/Bulletin Board, Combination | 1 | VV | A combination whiteboard and bulletin board, half LCS and half cork. Available with either aluminum or wood frame. It can be used in patient rooms or in any appropriate space in the facility.
F3200 | Clock, Battery, 12" Diameter | 1 | VV | Clock, 12" diameter. Round surface, easy to read numbers with sweep second hand. Wall mounted unit for use when impractical to install a fully synchronized clock system. Battery operated, (batteries not included).
K1552 | Brewer, Coffee, Auto, Elect, 3 Burner, Front/Back | 1 | VV | Space saving front to back automatic coffee maker. This unit includes a heating tank, connection for a cold water supply, decanter service with three burners, funnel and a water flow controller. The unit is used for semi-automatic coffee brewing in cafeterias and commercial institutions. The unit automatically shuts off the water flow when enough has passed through to fill the pot. The unit is normally provided plumbed with a hot water faucet to the side for making other hot drinks (tea, cider, cocoa, etc.). The database height dimension does not include the clearance for coffee decanters warming on the upper burners.
K4665 | Oven, Microwave, Consumer | 1 | VV | Counter mounted microwave oven for average duty use. The exterior cabinet can be metal or heavy duty impact resistant plastic. The oven delivers instant energy for rapid heating, defrosting or prime cooking. The oven has touch pad controls, digital timer, power level selector and preprogrammed selectors for commonly cooked items. This oven is commonly found in staff lounges.
M0515 | Television, HD, 40" Class | 1 | VV | High definition (HDTV) multimedia flat panel LED 40" class display television. The TV will have a 16:9 wide screen aspect ratio, minimum of 1920 x 1080 display resolution, digital tuner, minimum refresh rate of 60Hz, minimum of two HDMI ports and 1 USB port ENERGY STAR certified.
R7250 | Refrigerator/Freezer, 20 Cubic Feet | 1 | VV | Refrigerator/freezer unit. This type unit includes a food saver system that helps keep food fresher. It also includes roll out wheels and is equipped for an optional automatic icemaker. This unit is of commercial or residential design and use.
16 - SV692 - HSR&D Vending Alcove, VC Svc | 16 - SV692 - HSR&D Vending Alcove, VC Svc | 16 - SV692 - HSR&D Vending Alcove, VC Svc | 16 - SV692 - HSR&D Vending Alcove, VC Svc | 16 - SV692 - HSR&D Vending Alcove, VC Svc
JSN | NAME | QTY | ACQ | DESCRIPTION
A6030 | Machine, Vending | 1 | L_RE | This JSN is to be used for determining and defining the requirement for vending machines. Item is normally leased or supplied by Army & Air Force Exchange Service, (AAFES).
F2015 | Basket, Wastepaper, Metal/Plastic,2 Swinging Doors | 1 | VV | Metal receptacle for soiled / used towels or waste. Equipped with a removable tapered top with two independently operating self-closing, spring hinged doors. Used in public facilities for the collection and temporary storage of refuse.
17 - SB653 - HSR&D Mailroom, Lgstcs Svc | 17 - SB653 - HSR&D Mailroom, Lgstcs Svc | 17 - SB653 - HSR&D Mailroom, Lgstcs Svc | 17 - SB653 - HSR&D Mailroom, Lgstcs Svc | 17 - SB653 - HSR&D Mailroom, Lgstcs Svc
JSN | NAME | QTY | ACQ | DESCRIPTION
_0051 | Bin, Mailroom Sorting w/Riser | 2 | VV | Mail distribution cabinet. Horizontal style distribution boxes. Unit consists of adjustable horizontal dividers and/or adjustable shelves. Unit can be customized to fit the client needs. Used for mail distribution. 84"w x 60"h x 30"d
_0052 | Mail Cart, Lockable | 4 | VV | Large capacity lockable mail cart. Top box section constructed of 18 gauge steel, lower section contains mail cart wire basket. The cart has 10" rear tires and 4 " front casters. Overall size is 22"w x 49"d x 40"h
_0054 | Camera, Dome, Ceiling Mounted, CCTV | 3 | CC | A high definition video surveillance camera. The camera is capable of full 1080p resolution at 30 frames per second while optimizing network usage with H.264, MPEG-4 and JPEG compression formats. Camera will have an open, standards-based design providing a platform for integration and operation as an independent device or as part of a surveillance network.
_0061 | Mail, Paper Inserter | 1 | VV | A tabletop or floor standing device used to fold documents and insert them into envelopes with speeds exceeding 2,100 envelopes per hour. Optional metering function.
_0062 | Postage Meter | 1 | VV | A device used to electronically document the correct postage of each piece of mail with capability to print directly on the mail or on a label.
_0077 | Desk, Single Pedestal, Large | 1 | VV | Single pedestal flat top desk, 30" high X 66" wide X 30" deep with right or left hand pedestal, one (1) box drawer, one (1) file drawer, modesty panel and floor glides.
_0078 | Locker, Package | 2 | VV | Rear loading parcel box for the delivery of parcels with dual locking system Consists of aluminum compartment doors and zinc plated steel compartments. Used for mail distribution. Unit consists of 2 doors
A1010 | Telecommunication Outlet | 1 | CC | Telecommunication outlet location.
A1015 | Telephone, Desk, Multiple Line | 1 | VV | Telephone, desk, multiple line.
A1055 | Mailbox, Horizontal, Rear Loading | 2 | CC | Horizontal, rear loading mail box. Consists of aluminum compartment doors with single dial reset-table combination lock, and zinc plated steel compartments. Used for mail distribution. Unit consists of 60 doors (door sizes either 12" high and 5" wide or 12" wide and 5" high). Size as required.
A1066 | Mirror, Float Glass, With SS Frame | 1 | CC | A high quality 1/4" polished float glass mirror 36X18, framed in a one-piece, bright polished, stainless steel channel frame with 90Â° mitered corners. All edges of the mirror are protected by absorbing filler strips. Mirror has a galvanized steel back with integral horizontal hanging brackets and wall hanger for concealed mounting. For mounting above single wall mounted lavatories located in toilet areas, Doctors examination offices, etc. May also be used above double lavatories, either wall or countertop mounted, found in restroom areas.
A5075 | Dispenser, Soap, Disposable | 1 | VV | Disposable soap dispenser. One-handed dispensing operation. Designed to accommodate disposable soap cartridge and valve.
A5077 | Dispenser, Hand Sanitizer, Hands-Free | 1 | VV | A touch free wall-mounted hand sanitizer dispenser. For use throughout a healthcare facility. Unit does not include the sanitizing liquid. Units are battery operated.
A5080 | Dispenser, Paper Towel, SS, Surface Mounted | 1 | CC | A surface mounted, satin finish stainless steel, single-fold, paper towel dispenser. Dispenser features: tumbler lock; front hinged at bottom; and refill indicator slot. Minimum capacity 400 single-fold paper towels. For general purpose use throughout the facility.
F0100 | Bin, Mail Sorting, Table Mounted | 2 | VV | Table mounted mail sorting bin with sufficient adjustable dividers to accommodate all standard size papers, and computer reports. Typical number of compartments for bin is forty eight (48).
F0275 | Chair, Swivel, High Back | 3 | VV | Highback contemporary swivel chair, 41" high X 23" wide X 23" deep with five (5) caster swivel base and arms. Chair may be used at desks or in conference rooms. Back and seat are foam padded and upholstered with either woven textile fabric or vinyl.
F0640 | Desk, Single Pedestal | 2 | VV | Single pedestal flat top desk, 30" high X 66" wide X 30" deep with right or left hand pedestal, one (1) box drawer, one (1) file drawer, modesty panel and floor glides.
F0775 | Table, Work, 2 Drawer | 2 | VV | Work table approximately 32" high X 72" wide X 30" deep with two drawers and a hard wood top.
F2000 | Basket, Wastepaper, Fire Resistant | 1 | VV | Wastepaper basket, fire resistant, approximately 40 quart capacity. This unit is used to collect and temporarily store small quantities of paper refuse in patient rooms, administrative areas and nursing stations. Size and shape varies depending on the application and manufacturer selected.
F2017 | Waste Receptacle, 24 GAL | 2 | VV | Rectangular steel waste receptacle with step-on lid and 24 gallon capacity. The receptacle is used to collect and temporarily store small quantities of paper refuse. Can be used in restrooms, patient areas, laboratories, pharmacies, etc.
F2025 | Container, Recycling, Small | 1 | VV | Recycling container shall be approximately 10-gallons in capacity. The container may be Recycle Blue in color with the recycle symbol identified on the container.
F3100 | Safe, Collection Agent | 1 | VV | Collection agent safe. Unit consists of thick door equipped with combination lock. All steel welded construction. For special document and record storage.
F3200 | Clock, Battery, 12" Diameter | 1 | VV | Clock, 12" diameter. Round surface, easy to read numbers with sweep second hand. Wall mounted unit for use when impractical to install a fully synchronized clock system. Battery operated, (batteries not included).
M1801 | Computer, Microprocessing, w/Flat Panel Monitor | 1 | VV | Desk top microprocessing computer. The unit shall consist of a central processing mini tower, flat panel monitor, keyboard, mouse and speakers. The system shall have the following minimum characteristics: a 2.8 GHz Pentium processor; 512 MB memory; 80GB hard drive; 32/48x CD-ROMDVD combo; 1.44MB network interface card; video 32 MB NVIDIA; a 18 inch flat panel monitor. The computer is used throughout the facility to input, manipulate and retrieve information.
M1825 | Printer, Computer | 1 | VV | High resolution computer printer with a variety of type styles and sheet/envelope feeder trays. Database information reflects network ready, medium duty office style laser printers. Other types of printers (bubble jet, dot matrix, line or plotter) as well as light or heavy use capabilities are available.
M2070 | Shelving, Storage, 77hx36wx18d | 2 | VV | Storage shelving unit approximately 77" H X 36" W X 18" D. Corrosion resistant baked enamel, galvanized or stainless steel open unit with adjustable shelves. The closed version is also available. For use in the storage room.
P3100 | Lavatory, Vitreous China, Slab Type | 1 | CC | Wall mounted, slab type, vitreous china, lavatory (approximate bowl size 7"x15"x10") with: faucet holes on 4" centers; gooseneck spout; wrist blade handles; and grid strainer. It shall be suitable for use in clinics, offices, washrooms or patient care area.
18 - SB773 - HSR&D Storage Room, Clncl Sprt | 18 - SB773 - HSR&D Storage Room, Clncl Sprt | 18 - SB773 - HSR&D Storage Room, Clncl Sprt | 18 - SB773 - HSR&D Storage Room, Clncl Sprt | 18 - SB773 - HSR&D Storage Room, Clncl Sprt
JSN | NAME | QTY | ACQ | DESCRIPTION
A1010 | Telecommunication Outlet | 1 | CC | Telecommunication outlet location.
A1014 | Telephone, Wall Mounted, 1 Line, With Speaker | 1 | VV | Telephone, wall mounted, 1 line, with speaker.
M2055 | Shelving, Storage, Wire, CRS, w/Adjustable Shelves | 4 | VV | Stationary, wire, shelving unit. Unit has fully adjustable shelves constructed of stainless steel. For use in general purpose storage areas. Shelving is provided in various sizes and configurations. Price provided is for a unit approximately 74"H x 18"D x 48"W with four shelves.
19 - SS229 - HSR&D Coat Closet, Stff Sprt | 19 - SS229 - HSR&D Coat Closet, Stff Sprt | 19 - SS229 - HSR&D Coat Closet, Stff Sprt | 19 - SS229 - HSR&D Coat Closet, Stff Sprt | 19 - SS229 - HSR&D Coat Closet, Stff Sprt
JSN | NAME | QTY | ACQ | DESCRIPTION
A5145 | Hook, Garment, Double, SS, Surface Mounted | 1 | CC | A surface mounted, satin finish stainless steel, double garment hook. Equipped with a concealed mounting bracket that is secured to a concealed wall plate. For general purpose use throughout the facility to hang various items of apparel.
M2055 | Shelving, Storage, Wire, CRS, w/Adjustable Shelves | 1 | VV | Stationary, wire, shelving unit. Unit has fully adjustable shelves constructed of stainless steel. For use in general purpose storage areas. Shelving is provided in various sizes and configurations. Price provided is for a unit approximately 74"H x 18"D x 48"W with four shelves.
20 - SS232 - HSR&D Female Staff Locker Room, Stff Sprt | 20 - SS232 - HSR&D Female Staff Locker Room, Stff Sprt | 20 - SS232 - HSR&D Female Staff Locker Room, Stff Sprt | 20 - SS232 - HSR&D Female Staff Locker Room, Stff Sprt | 20 - SS232 - HSR&D Female Staff Locker Room, Stff Sprt
JSN | NAME | QTY | ACQ | DESCRIPTION
A1010 | Telecommunication Outlet | 1 | CC | Telecommunication outlet location.
A1012 | Telephone, Wall Mounted, 1 Line | 1 | VV | Telephone, wall mounted, 1 line.
A1040 | Locker, 2 Person, Side by Side, 72x15x18 | 8 | VV | Two person side by side locker. Steel unit. It consists of side by side compartments for hanging clothes and over/under compartments for hats, etc. Used for personal belongings storage.
A1080 | Mirror, Posture, Wall Mounted | 1 | CC | Wall mounted posture mirror. Consists of a 1/4" plate glass in a sturdy corrosion resistant frame with water proof back. For educational and therapy programs.
A5020 | Bench, Locker Room, Floor Mounted | 1 | CC | Locker room bench. Floor mounting -1-1/4" thick. Benches are sanded smooth with two coats of moisture-resistant sealer to ensure a protective, satin gloss surface, and mounted on strong steel pedestal anchored to the floor. Over all height of 18" includes pedestal. Size as required.
F2000 | Basket, Wastepaper, Fire Resistant | 1 | VV | Wastepaper basket, fire resistant, approximately 40 quart capacity. This unit is used to collect and temporarily store small quantities of paper refuse in patient rooms, administrative areas and nursing stations. Size and shape varies depending on the application and manufacturer selected.
F3200 | Clock, Battery, 12" Diameter | 1 | VV | Clock, 12" diameter. Round surface, easy to read numbers with sweep second hand. Wall mounted unit for use when impractical to install a fully synchronized clock system. Battery operated, (batteries not included).
21 - SS241 - HSR&D Male Staff Locker Room, Stff Sprt | 21 - SS241 - HSR&D Male Staff Locker Room, Stff Sprt | 21 - SS241 - HSR&D Male Staff Locker Room, Stff Sprt | 21 - SS241 - HSR&D Male Staff Locker Room, Stff Sprt | 21 - SS241 - HSR&D Male Staff Locker Room, Stff Sprt
JSN | NAME | QTY | ACQ | DESCRIPTION
A1010 | Telecommunication Outlet | 1 | CC | Telecommunication outlet location.
A1012 | Telephone, Wall Mounted, 1 Line | 1 | VV | Telephone, wall mounted, 1 line.
A1040 | Locker, 2 Person, Side by Side, 72x15x18 | 8 | VV | Two person side by side locker. Steel unit. It consists of side by side compartments for hanging clothes and over/under compartments for hats, etc. Used for personal belongings storage.
A1080 | Mirror, Posture, Wall Mounted | 1 | CC | Wall mounted posture mirror. Consists of a 1/4" plate glass in a sturdy corrosion resistant frame with water proof back. For educational and therapy programs.
A5020 | Bench, Locker Room, Floor Mounted | 1 | CC | Locker room bench. Floor mounting -1-1/4" thick. Benches are sanded smooth with two coats of moisture-resistant sealer to ensure a protective, satin gloss surface, and mounted on strong steel pedestal anchored to the floor. Over all height of 18" includes pedestal. Size as required.
F2000 | Basket, Wastepaper, Fire Resistant | 1 | VV | Wastepaper basket, fire resistant, approximately 40 quart capacity. This unit is used to collect and temporarily store small quantities of paper refuse in patient rooms, administrative areas and nursing stations. Size and shape varies depending on the application and manufacturer selected.
F3200 | Clock, Battery, 12" Diameter | 1 | VV | Clock, 12" diameter. Round surface, easy to read numbers with sweep second hand. Wall mounted unit for use when impractical to install a fully synchronized clock system. Battery operated, (batteries not included).
22 - SB202 - HSR&D Female Staff Toilet, Bldg Sprt | 22 - SB202 - HSR&D Female Staff Toilet, Bldg Sprt | 22 - SB202 - HSR&D Female Staff Toilet, Bldg Sprt | 22 - SB202 - HSR&D Female Staff Toilet, Bldg Sprt | 22 - SB202 - HSR&D Female Staff Toilet, Bldg Sprt
JSN | NAME | QTY | ACQ | DESCRIPTION
A1067 | Mirror, Float Glass, ADA Accessible | 1 | CC | A high quality 1/4" polished float glass mirror with a stainless steel frame. Frame holds mirror in a tilted position for accessibility and compliance with ADA requirements. Mirror has a galvanized steel back secured to frame with concealed screws with integral horizontal hanging brackets. Mirror shall be approximately 18" wide and 36" high. Other sizes are available.
A4995 | Table, Diaper Changing, Wall Mounted | 1 | CC | Wall mounted diaper changing table for use in public restrooms. Unit is a fold down system that folds upward when not in use for minimal intrusion into the room. Changing surface is contoured and has safety belt to insure that an infant will not fall from the table. Table is designed to hold no less than 250 pounds static weight. Closed dimensions are approximately 21" H x 36" W x 5" D. Open dimensions vary according to style. One system's open dimensions are 15 " high, 32" wide and 19" deep.
A5075 | Dispenser, Soap, Disposable | 1 | VV | Disposable soap dispenser. One-handed dispensing operation. Designed to accommodate disposable soap cartridge and valve.
A5082 | Dispenser, Paper Towel, Sensor, Hands Free | 1 | CC | A surface mounted, sensor activated, automatic, roll paper towel dispenser. The unit dispenses a paper towel automatically only when hands are place in position below the dispenser for maximum sanitation and hygiene. May include adjustable settings for sheet length, time delay, and sensor range. Unit is battery operated or with optional AC power adapter.
A5090 | Disposal, Sanitary Napkin, SS, Surface Mounted | 1 | CC | A surface mounted, satin finish stainless steel, sanitary napkin disposal. Disposal features a flip-up cover, secured to the container by a heavy duty stainless steel piano-hinge. Disposal may be secured to wall or toilet partition. For general purpose use in female toilet stalls or rooms and uni-sex toilet rooms.
A5109 | Grab Bar, ABA Compliant, SS, 2-Wall, W/C Accessible | 1 | CC | 2-wall toilet stall/room grab bar with concealed mounting flanges and a satin finish stainless steel peened gripping surface.. Snap over flanges are provided to conceal mounting screws. A selection of mounting kits and concealed anchor devices are available from the manufacturers for different types of installations. Grab bar shall comply with all barrier-free accessibility guidelines for design, sizing, positioning, installation, and structural strength. For typical water closet applications in toilet stalls and rooms where Architectural Barriers Act grab bar requirements must be met.
A5145 | Hook, Garment, Double, SS, Surface Mounted | 1 | CC | A surface mounted, satin finish stainless steel, double garment hook. Equipped with a concealed mounting bracket that is secured to a concealed wall plate. For general purpose use throughout the facility to hang various items of apparel.
A5200 | Dispenser, Toilet Tissue, SS, 2-Roll, Surface Mntd | 1 | CC | A concealed surface mounted, double roll, satin finish stainless steel, toilet tissue dispenser. Unit accommodates two standard-core toilet tissue rolls through 5" in diameter. Spindles are chrome plated plastic with a heavy-duty internal spring and turn freely for non-controlled delivery. For general purpose use in restrooms.
CT025 | Countertop, Solid Surface with Sink Combination | 1 | CC | A solid, nonporous countertop approximately 36"W x 22"D with a undercounter sink combination. The countertop is an acrylic-based solid surface product with a standard thickness of 1", and a 4" butt backsplash/curb. Surfaces will be easy to clean and maintain. Also referred to as a work surface or work top with sink. Available in a choice of colors, depths and sink shapes. Used for various applications in patient rooms, restrooms and throughout the facility. Usually a part of a casework interior design program. Unit does not include the drain and faucet.
F2015 | Basket, Wastepaper, Metal/Plastic,2 Swinging Doors | 1 | VV | Metal receptacle for soiled / used towels or waste. Equipped with a removable tapered top with two independently operating self-closing, spring hinged doors. Used in public facilities for the collection and temporary storage of refuse.
P9050 | Toilet, Wall Hung, Siphon Jet | 1 | CC | Siphon jet water closet/ toilet. This unit is wall hung with an elongated bowl, top spud flushometer, seat with open front and check hinge, and carrier. Used in restrooms throughout the health care facility.
23 - SB203 - HSR&D Male Staff Toilet, Bldg Sprt | 23 - SB203 - HSR&D Male Staff Toilet, Bldg Sprt | 23 - SB203 - HSR&D Male Staff Toilet, Bldg Sprt | 23 - SB203 - HSR&D Male Staff Toilet, Bldg Sprt | 23 - SB203 - HSR&D Male Staff Toilet, Bldg Sprt
JSN | NAME | QTY | ACQ | DESCRIPTION
A1067 | Mirror, Float Glass, ADA Accessible | 1 | CC | A high quality 1/4" polished float glass mirror with a stainless steel frame. Frame holds mirror in a tilted position for accessibility and compliance with ADA requirements. Mirror has a galvanized steel back secured to frame with concealed screws with integral horizontal hanging brackets. Mirror shall be approximately 18" wide and 36" high. Other sizes are available.
A4995 | Table, Diaper Changing, Wall Mounted | 1 | CC | Wall mounted diaper changing table for use in public restrooms. Unit is a fold down system that folds upward when not in use for minimal intrusion into the room. Changing surface is contoured and has safety belt to insure that an infant will not fall from the table. Table is designed to hold no less than 250 pounds static weight. Closed dimensions are approximately 21" H x 36" W x 5" D. Open dimensions vary according to style. One system's open dimensions are 15 " high, 32" wide and 19" deep.
A5075 | Dispenser, Soap, Disposable | 1 | VV | Disposable soap dispenser. One-handed dispensing operation. Designed to accommodate disposable soap cartridge and valve.
A5082 | Dispenser, Paper Towel, Sensor, Hands Free | 1 | CC | A surface mounted, sensor activated, automatic, roll paper towel dispenser. The unit dispenses a paper towel automatically only when hands are place in position below the dispenser for maximum sanitation and hygiene. May include adjustable settings for sheet length, time delay, and sensor range. Unit is battery operated or with optional AC power adapter.
A5109 | Grab Bar, ABA Compliant, SS, 2-Wall, W/C Accessible | 1 | CC | 2-wall toilet stall/room grab bar with concealed mounting flanges and a satin finish stainless steel peened gripping surface.. Snap over flanges are provided to conceal mounting screws. A selection of mounting kits and concealed anchor devices are available from the manufacturers for different types of installations. Grab bar shall comply with all barrier-free accessibility guidelines for design, sizing, positioning, installation, and structural strength. For typical water closet applications in toilet stalls and rooms where Architectural Barriers Act grab bar requirements must be met.
A5145 | Hook, Garment, Double, SS, Surface Mounted | 1 | CC | A surface mounted, satin finish stainless steel, double garment hook. Equipped with a concealed mounting bracket that is secured to a concealed wall plate. For general purpose use throughout the facility to hang various items of apparel.
A5200 | Dispenser, Toilet Tissue, SS, 2-Roll, Surface Mntd | 1 | CC | A concealed surface mounted, double roll, satin finish stainless steel, toilet tissue dispenser. Unit accommodates two standard-core toilet tissue rolls through 5" in diameter. Spindles are chrome plated plastic with a heavy-duty internal spring and turn freely for non-controlled delivery. For general purpose use in restrooms.
CT025 | Countertop, Solid Surface with Sink Combination | 1 | CC | A solid, nonporous countertop approximately 36"W x 22"D with a undercounter sink combination. The countertop is an acrylic-based solid surface product with a standard thickness of 1", and a 4" butt backsplash/curb. Surfaces will be easy to clean and maintain. Also referred to as a work surface or work top with sink. Available in a choice of colors, depths and sink shapes. Used for various applications in patient rooms, restrooms and throughout the facility. Usually a part of a casework interior design program. Unit does not include the drain and faucet.
F2015 | Basket, Wastepaper, Metal/Plastic,2 Swinging Doors | 1 | VV | Metal receptacle for soiled / used towels or waste. Equipped with a removable tapered top with two independently operating self-closing, spring hinged doors. Used in public facilities for the collection and temporary storage of refuse.
P9050 | Toilet, Wall Hung, Siphon Jet | 1 | CC | Siphon jet water closet/ toilet. This unit is wall hung with an elongated bowl, top spud flushometer, seat with open front and check hinge, and carrier. Used in restrooms throughout the health care facility.
24 - SB244 - HSR&D Housekeeping Aides Closet (HAC), Bldg Sprt | 24 - SB244 - HSR&D Housekeeping Aides Closet (HAC), Bldg Sprt | 24 - SB244 - HSR&D Housekeeping Aides Closet (HAC), Bldg Sprt | 24 - SB244 - HSR&D Housekeeping Aides Closet (HAC), Bldg Sprt | 24 - SB244 - HSR&D Housekeeping Aides Closet (HAC), Bldg Sprt
JSN | NAME | QTY | ACQ | DESCRIPTION
A5075 | Dispenser, Soap, Disposable | 1 | VV | Disposable soap dispenser. One-handed dispensing operation. Designed to accommodate disposable soap cartridge and valve.
A5080 | Dispenser, Paper Towel, SS, Surface Mounted | 1 | CC | A surface mounted, satin finish stainless steel, single-fold, paper towel dispenser. Dispenser features: tumbler lock; front hinged at bottom; and refill indicator slot. Minimum capacity 400 single-fold paper towels. For general purpose use throughout the facility.
A5107 | Dispenser, Glove, Surgical/Examination, Wall Mntd | 1 | VV | Examination three (Small Medium, Large) glove dispenser box for wall mounting. Fabricated of either cold rolled steel with a white baked enamel finish, plastic or acrylic. Hardware not included, Option 3 powder coated steel.
A5135 | Shelf, Utility W/ Mop/Broom Holders, SS, Surf Mntd | 1 | CC | A surface mounted, satin finish stainless steel, utility shelf with a maximum of 6 mop/broom holders and 5 rag hooks. Utility shelf features: 8" deep shelf; mounting brackets welded to shelf; spring activated rubber cam holders; and drying rod. Unit is available in various widths 30" (minimum, 3 holders and 2 hooks) to 48" (maximum, 6 holders and 5 hooks). For use in janitor closets. Pricing based on a 36" width.
F0500 | Cart, Janitor's | 1 | VV | Janitors cart, 38" high X 66" wide X 20" deep with 25 gallon heavy duty collection bag. Accommodations for locking vault and janitorial support items (broom, dust pan, chemicals, mop and mop bucket; not included).
F0505 | Bucket, Mop, With Wringer, 26 Quart | 1 | VV | Mobile mop bucket / wringer combination, approximately 35" H x 17" W x 22" D with four 2" casters. Total capacity is 26 quarts. Unit used for general hard surface floor maintenance.
P2000 | Eyewash, Wall Mounted, Hands-Free | 1 | CC | Wall mounted emergency eye wash station. The flow of water from the unit is activated by hand. Upon initiation of water flow the unit will operate hands free to provide streams of water to clear foreign particles or dilute caustic liquids from the eyes in emergency situations. Used in laboratories and areas of the hospital where employees are subject to foreign bodies or liquid material to the eyes.
P2451 | Valve, Mixing, Thermostatic, Eyewash | 1 | CC | Emergency tempering valve thermostatically mixes hot and cold water to provide a safe fluid supply for a single emergency eye/face wash with a flow rate of 10 gpm (38.8L)
P4700 | Sink, Mop, Molded Stone | 1 | CC | Mop service sink approximately 10"H x 36"W x 24"D. Also called a mop service basin and a mop receptor. Unit is made of molded stone and is a one piece item. It shall include a service faucet hose, hose bracket and mop hanger. Used in utility rooms for cleaning mops and floor cleaning equipment.
8 - VMU TREATMENT AREA | 8 - VMU TREATMENT AREA | 8 - VMU TREATMENT AREA | 8 - VMU TREATMENT AREA | 8 - VMU TREATMENT AREA
1 - SC741 - VMU General Procedure / Treatment Room, R&D | 1 - SC741 - VMU General Procedure / Treatment Room, R&D | 1 - SC741 - VMU General Procedure / Treatment Room, R&D | 1 - SC741 - VMU General Procedure / Treatment Room, R&D | 1 - SC741 - VMU General Procedure / Treatment Room, R&D
JSN | NAME | QTY | ACQ | DESCRIPTION
A5048 | Cabinet, Medication, Security, Wall Mounted | 1 | VV | Wall-mounted cabinet for secure storage of medications. Unit has adjustable shelves, may be keyed or electronic combination lock. Cabinet is made of metal and exterior finish may be powder coat paint or wood laminate. Size is approximately 25" H x 20" W x 7" D.
A5075 | Dispenser, Soap, Disposable | 1 | VV | Disposable soap dispenser. One-handed dispensing operation. Designed to accommodate disposable soap cartridge and valve.
A5077 | Dispenser, Hand Sanitizer, Hands-Free | 1 | VV | A touch free wall-mounted hand sanitizer dispenser. For use throughout a healthcare facility. Unit does not include the sanitizing liquid. Units are battery operated.
A5082 | Dispenser, Paper Towel, Sensor, Hands Free | 1 | CC | A surface mounted, sensor activated, automatic, roll paper towel dispenser. The unit dispenses a paper towel automatically only when hands are place in position below the dispenser for maximum sanitation and hygiene. May include adjustable settings for sheet length, time delay, and sensor range. Unit is battery operated or with optional AC power adapter.
A5106 | Waste Disposal Unit, Sharps w/Glove Dispenser | 1 | VV | The unit is designed for the disposal of sharps and complies with OSHA guidelines for the handling of sharps. It shall house a 5 quart container and be capable of being mounted on a wall. It shall have a glove dispenser attached. The unit shall be secured by a locked enclosure.
A5106 | Waste Disposal Unit, Sharps w/Glove Dispenser | 1 | VV | The unit is designed for the disposal of sharps and complies with OSHA guidelines for the handling of sharps. It shall house a 5 quart container and be capable of being mounted on a wall. It shall have a glove dispenser attached. The unit shall be secured by a locked enclosure.
A5160 | Shelf, 8" Depth, SS, Surface Mounted | 1 | CC | A surface mounted, satin finish, stainless steel shelf with a minimum depth of 8". Mounting brackets are welded to shelf. Shelf is available in various widths. For general purpose use in scrub areas/rooms or other areas of the facility where a SS shelf is required. Pricing based upon a 36" width.
CME01 | Cabinet, Mobile, Epoxy Top, 3 DR, 30x24x20 | 2 | VV | Steel sitting height mobile storage cabinet with heavy duty locking swivel casters, three drawers with interlock and epoxy top. Load rating of 500 pounds. For general purpose use throughout the facility.
CS040 | Sink, SS, Single Compartment, 7.5x14x14 ID | 1 | CC | Single compartment stainless steel sink, drop-in, self-rimming, ledge-type, connected with a drain and provided with a mixing faucet. It shall also be provided with pre-punched fixture holes on 4" center, integral back ledge to accommodate deck-mounted fixtures, brushed/polished interior and top surfaces, and sound deadened. Recommended for use in suspended or U/C/B sink cabinets having a high plastic laminate or Chemsurf laminate countertop/work surface. Coordinate actual outside sink dimensions with the actual clear dimension of cabinet specified to ensure that they are compatible. For general purpose use throughout the facility.
CT050 | Countertop, Stainless Steel | 6 | CC | Stainless steel countertop (composition of heavy-gauge Type No. 304 stainless steel) having a smooth satin finish and integral 4" backsplash/curb. Also referred to as a corrosion-resistant steel work surface or work top. Available in various depths. Used in areas where excellent ease of cleaning, abrasion resistance, bacteria resistance, impact resistance, load capacity and moisture resistance, are of concern. Pricing based upon a 24" depth.
D3295 | Chair, Rotary, Laboratory, Dental | 2 | VV | Rotary dental laboratory chair. The chair is used by technicians while working at a bench. Chairs also have casters and an adjustable backrest.
D3295 | Chair, Rotary, Laboratory, Dental | 2 | VV | Rotary dental laboratory chair. The chair is used by technicians while working at a bench. Chairs also have casters and an adjustable backrest.
E0140 | Workstation, Laboratory, Mobile | 2 | VV | Mobile laboratory workstation/cart with 3 adjustable shelves. Flexible configurations available that may include prewired power and gas services, LED task lighting, integral On/Off switch. Work surface options are stainless steel, hardwood, composite resin or high-pressure laminate. Minimum 900 pound load capacity. Can be used as a stand-alone component or integrated into laboratory casework array, and/or general purpose use throughout the facility.
F2010 | Basket, Wastepaper, Step-On | 1 | VV | "Step-on" wastepaper basket with inner liner and foot petal activated flip top.
L1500 | Centrifuge, Medium Duty, Refrigerated, Floor Model | 1 | VV | Laboratory centrifuge. This is a medium to large capacity unit with an operating range of -20 degrees to 40 degrees C. It permits running samples at body temperature. It also has a rotor imbalance detector and an auto-shut down capability if the rotor load is out of balance. The unit is constructed of a stainless steel chamber with a rear exhaust and is a low heat output unit. Used in laboratories to spin samples for further analysis.
L2316 | Cabinet, Bio Safety, Class II/A2, Bench Top, 6ft | 1 | CC | Class II, Type A2, benchtop biological safety cabinet. The unit includes two HEPA filters, one supply and one exhaust, zero probed, high intake velocity that averages 105 fpm, an audible alarm to notify operator of unsafe window positions an audio-visual alarm to monitor exhaust pressure, interior of type 304 stainless steel with side walls slotted for high velocity air return, an exterior of 16 gauge or heavier steel, two ground key petcocks, a grounded duplex receptacle. This unit requires 30/70% exhaust/recirc to the atmosphere, other sizes are available.
M2055 | Shelving, Storage, Wire, CRS, w/Adjustable Shelves | 1 | VV | Stationary, wire, shelving unit. Unit has fully adjustable shelves constructed of stainless steel. For use in general purpose storage areas. Shelving is provided in various sizes and configurations. Price provided is for a unit approximately 74"H x 18"D x 48"W with four shelves.
M7415 | Light, Exam, Wall Mounted | 1 | CC | Wall mounted examination light. Unit features high intensity color-corrected lighting, a tungsten halogen lamp and a supporting arm with minimum reach of 45 inches. Physical dimensions refer to the retracted light; one length of the dual swing arm from the wall mount in width and depth and the combined height of the lamp head and folded arms. See manufacturer's requirements for screws and pull-out strengths for mounting. Unit may also have a center mount detachable and sterilizable control handle. The unit is used in clinical treatment rooms and hospital rooms.
R6070 | Refrigerator/Freezer, Biological, Upright, 18 Cu Ft | 1 | VV | Biological refrigerator with freezer. This unit includes a freezer compartment for general laboratory use. Its independent direct-set temperature controllers allow temperature selection for +2Â° to 14Â°C for the refrigerator, and from -20Â° to -30Â°C for the freezer.
R6200 | Refrigerator, U/C or F/S, 5 Cu Ft | 1 | VV | Utility refrigerator approximately 35" H x 24" W x 26" D. The unit has a two tray ice cube cooling system. The refrigerator fits standard architectural dimensions for undercounter installation. The unit is perfect for use in nurses' station, wards, and laboratories, pharmacies or wherever space is limited.
V0130 | Workbench, Laminar Flow, Mobile, 4 Feet | 1 | VV | Workbench, stay-clean, with laminar flow hood, mounted on casters. Air flow is horizontal positive. Work area dimensions are approximately 46W X 22D. Other sizes available.
2 - SC747 - VMU Irradiator Room, R&D | 2 - SC747 - VMU Irradiator Room, R&D | 2 - SC747 - VMU Irradiator Room, R&D | 2 - SC747 - VMU Irradiator Room, R&D | 2 - SC747 - VMU Irradiator Room, R&D
JSN | NAME | QTY | ACQ | DESCRIPTION
CME01 | Cabinet, Mobile, Epoxy Top, 3 DR, 30x24x20 | 2 | VV | Steel sitting height mobile storage cabinet with heavy duty locking swivel casters, three drawers with interlock and epoxy top. Load rating of 500 pounds. For general purpose use throughout the facility.
E0140 | Workstation, Laboratory, Mobile | 2 | VV | Mobile laboratory workstation/cart with 3 adjustable shelves. Flexible configurations available that may include prewired power and gas services, LED task lighting, integral On/Off switch. Work surface options are stainless steel, hardwood, composite resin or high-pressure laminate. Minimum 900 pound load capacity. Can be used as a stand-alone component or integrated into laboratory casework array, and/or general purpose use throughout the facility.
L9025 | Freeze-Dryer, Tissue | 1 | VV | Freeze dryer. The maximum low temperature of the unit is -54 degrees centigrade. The unit has a built in electronic vacuum gauge and is built of epoxy-coated steel for chemical resistance, includes vacuum pump. Used for laboratory specimen preparations. Capable of collecting 12 liters of ice before defrosting, remove up to 8 liters of water in 24 hours. Various options are available such as stopping tray, manifolds and glassware.
M2070 | Shelving, Storage, 77hx36wx18d | 1 | VV | Storage shelving unit approximately 77" H X 36" W X 18" D. Corrosion resistant baked enamel, galvanized or stainless steel open unit with adjustable shelves. The closed version is also available. For use in the storage room.
V0200 | Irradiator | 1 | VV | Compact, fully-shielded, self-contained x-ray irradiator for use in cell and tissue culture and ideal for targeted irradiation of small animals. System includes touchscreen control panel, integrated dosimeter with Automatic Dose Control (ADC), automatic warm-up and tube conditioning, programmable motorized shelf, adjustable beam collimation, automatic filter selection, self-contained and requires no external cooling system. Maximum tube potential is 22kkV at 17.8 mA, allows for 160 kV at 25 mA. The source of the radiation may be by x-ray fluoroscopy or by a cobalt (Co-60) or cesium (Cs-137) sealed source.
3 - SC748 - VMU Diagnostic Laboratory, R&D | 3 - SC748 - VMU Diagnostic Laboratory, R&D | 3 - SC748 - VMU Diagnostic Laboratory, R&D | 3 - SC748 - VMU Diagnostic Laboratory, R&D | 3 - SC748 - VMU Diagnostic Laboratory, R&D
JSN | NAME | QTY | ACQ | DESCRIPTION
A5075 | Dispenser, Soap, Disposable | 1 | VV | Disposable soap dispenser. One-handed dispensing operation. Designed to accommodate disposable soap cartridge and valve.
A5077 | Dispenser, Hand Sanitizer, Hands-Free | 1 | VV | A touch free wall-mounted hand sanitizer dispenser. For use throughout a healthcare facility. Unit does not include the sanitizing liquid. Units are battery operated.
A5082 | Dispenser, Paper Towel, Sensor, Hands Free | 1 | CC | A surface mounted, sensor activated, automatic, roll paper towel dispenser. The unit dispenses a paper towel automatically only when hands are place in position below the dispenser for maximum sanitation and hygiene. May include adjustable settings for sheet length, time delay, and sensor range. Unit is battery operated or with optional AC power adapter.
A5106 | Waste Disposal Unit, Sharps w/Glove Dispenser | 1 | VV | The unit is designed for the disposal of sharps and complies with OSHA guidelines for the handling of sharps. It shall house a 5 quart container and be capable of being mounted on a wall. It shall have a glove dispenser attached. The unit shall be secured by a locked enclosure.
A5107 | Dispenser, Glove, Surgical/Examination, Wall Mntd | 1 | VV | Examination three (Small Medium, Large) glove dispenser box for wall mounting. Fabricated of either cold rolled steel with a white baked enamel finish, plastic or acrylic. Hardware not included, Option 3 powder coated steel.
A5145 | Hook, Garment, Double, SS, Surface Mounted | 1 | CC | A surface mounted, satin finish stainless steel, double garment hook. Equipped with a concealed mounting bracket that is secured to a concealed wall plate. For general purpose use throughout the facility to hang various items of apparel.
CME01 | Cabinet, Mobile, Epoxy Top, 3 DR, 30x24x20 | 2 | VV | Steel sitting height mobile storage cabinet with heavy duty locking swivel casters, three drawers with interlock and epoxy top. Load rating of 500 pounds. For general purpose use throughout the facility.
CS090 | Sink, SS, Single Compartment, 7.5x19x16 ID | 1 | CC | Single compartment stainless steel sink, drop-in, self-rimming, ledge-type, connected with a drain and provided with a mixing faucet. It shall also be provided with pre-punched fixture holes on 4" center, integral back ledge to accommodate deck-mounted fixtures, brushed/polished interior and top surfaces, and sound deadened. Recommended for use in suspended or U/C/B sink cabinets having a high plastic laminate or Chemsurf laminate countertop/work surface. Coordinate actual outside sink dimensions with the actual clear dimension of cabinet specified to ensure that they are compatible. For general purpose use throughout the facility.
CT050 | Countertop, Stainless Steel | 1 | CC | Stainless steel countertop (composition of heavy-gauge Type No. 304 stainless steel) having a smooth satin finish and integral 4" backsplash/curb. Also referred to as a corrosion-resistant steel work surface or work top. Available in various depths. Used in areas where excellent ease of cleaning, abrasion resistance, bacteria resistance, impact resistance, load capacity and moisture resistance, are of concern. Pricing based upon a 24" depth.
D3295 | Chair, Rotary, Laboratory, Dental | 2 | VV | Rotary dental laboratory chair. The chair is used by technicians while working at a bench. Chairs also have casters and an adjustable backrest.
E0140 | Workstation, Laboratory, Mobile | 2 | VV | Mobile laboratory workstation/cart with 3 adjustable shelves. Flexible configurations available that may include prewired power and gas services, LED task lighting, integral On/Off switch. Work surface options are stainless steel, hardwood, composite resin or high-pressure laminate. Minimum 900 pound load capacity. Can be used as a stand-alone component or integrated into laboratory casework array, and/or general purpose use throughout the facility.
F2010 | Basket, Wastepaper, Step-On | 1 | VV | "Step-on" wastepaper basket with inner liner and foot petal activated flip top.
L1500 | Centrifuge, Medium Duty, Refrigerated, Floor Model | 1 | VV | Laboratory centrifuge. This is a medium to large capacity unit with an operating range of -20 degrees to 40 degrees C. It permits running samples at body temperature. It also has a rotor imbalance detector and an auto-shut down capability if the rotor load is out of balance. The unit is constructed of a stainless steel chamber with a rear exhaust and is a low heat output unit. Used in laboratories to spin samples for further analysis.
L2250 | Hood, Fume, Bench | 1 | CC | Benchtop fumehood. This is an auxiliary air type to be sized as required. The unit will have a remote switch with a pilot light, a fluorescent light, an acid resistant fan and blower housing. The minimum average face velocity shall be 100 fpm. It shall include a steel frame sash that is heat resistant to 71 degrees centigrade. The static pressure loss shall not exceed 0.22 inches of water at 100 fpm face velocity. Other accessories and gases are as defined during the design of the facility.
L2316 | Cabinet, Bio Safety, Class II/A2, Bench Top, 6ft | 1 | CC | Class II, Type A2, benchtop biological safety cabinet. The unit includes two HEPA filters, one supply and one exhaust, zero probed, high intake velocity that averages 105 fpm, an audible alarm to notify operator of unsafe window positions an audio-visual alarm to monitor exhaust pressure, interior of type 304 stainless steel with side walls slotted for high velocity air return, an exterior of 16 gauge or heavier steel, two ground key petcocks, a grounded duplex receptacle. This unit requires 30/70% exhaust/recirc to the atmosphere, other sizes are available.
M2070 | Shelving, Storage, 77hx36wx18d | 1 | VV | Storage shelving unit approximately 77" H X 36" W X 18" D. Corrosion resistant baked enamel, galvanized or stainless steel open unit with adjustable shelves. The closed version is also available. For use in the storage room.
R6070 | Refrigerator/Freezer, Biological, Upright, 18 Cu Ft | 1 | VV | Biological refrigerator with freezer. This unit includes a freezer compartment for general laboratory use. Its independent direct-set temperature controllers allow temperature selection for +2Â° to 14Â°C for the refrigerator, and from -20Â° to -30Â°C for the freezer.
9 - VMU SURGERY AREA | 9 - VMU SURGERY AREA | 9 - VMU SURGERY AREA | 9 - VMU SURGERY AREA | 9 - VMU SURGERY AREA
1 - SC751 - VMU Surgical Preparation Room, R&D | 1 - SC751 - VMU Surgical Preparation Room, R&D | 1 - SC751 - VMU Surgical Preparation Room, R&D | 1 - SC751 - VMU Surgical Preparation Room, R&D | 1 - SC751 - VMU Surgical Preparation Room, R&D
JSN | NAME | QTY | ACQ | DESCRIPTION
A5048 | Cabinet, Medication, Security, Wall Mounted | 1 | VV | Wall-mounted cabinet for secure storage of medications. Unit has adjustable shelves, may be keyed or electronic combination lock. Cabinet is made of metal and exterior finish may be powder coat paint or wood laminate. Size is approximately 25" H x 20" W x 7" D.
A5065 | Cabinet, Narcotic, U/C or Ctr, With Safe | 1 | VV | Under-counter narcotic cabinet with safe, approximately 24"W x 24"D x 28"H. Unit is a class 5 security cabinet with combination dial lock. Used for the storage of funds, narcotics, weapons, plans, etc.
A5075 | Dispenser, Soap, Disposable | 1 | VV | Disposable soap dispenser. One-handed dispensing operation. Designed to accommodate disposable soap cartridge and valve.
A5077 | Dispenser, Hand Sanitizer, Hands-Free | 1 | VV | A touch free wall-mounted hand sanitizer dispenser. For use throughout a healthcare facility. Unit does not include the sanitizing liquid. Units are battery operated.
A5082 | Dispenser, Paper Towel, Sensor, Hands Free | 1 | CC | A surface mounted, sensor activated, automatic, roll paper towel dispenser. The unit dispenses a paper towel automatically only when hands are place in position below the dispenser for maximum sanitation and hygiene. May include adjustable settings for sheet length, time delay, and sensor range. Unit is battery operated or with optional AC power adapter.
A5160 | Shelf, 8" Depth, SS, Surface Mounted | 1 | CC | A surface mounted, satin finish, stainless steel shelf with a minimum depth of 8". Mounting brackets are welded to shelf. Shelf is available in various widths. For general purpose use in scrub areas/rooms or other areas of the facility where a SS shelf is required. Pricing based upon a 36" width.
C04J0 | Cabinet, U/C/B, 8 Half Drawer, 36x36x22 | 1 | CC | Standing height under counter base cabinet with eight half width drawers of equal height. Also referred to as a drawer cabinet. For general purpose use throughout the facility.
C04L0 | Cabinet, U/C/B, 1 DR, 3 Half DR, 1 Door, 36" W | 1 | CC | Standing height under counter base cabinet, 36" H x 36" W x 22" D with a full width drawer above three half width drawers alongside a solid right or left door/cupboard (appropriate door/cupboard configuration to be indicated on equipment elevation drawings). Also referred to as a combination cabinet or a drawer and cupboard cabinet. For general purpose use throughout the facility.
CS040 | Sink, SS, Single Compartment, 7.5x14x14 ID | 1 | CC | Single compartment stainless steel sink, drop-in, self-rimming, ledge-type, connected with a drain and provided with a mixing faucet. It shall also be provided with pre-punched fixture holes on 4" center, integral back ledge to accommodate deck-mounted fixtures, brushed/polished interior and top surfaces, and sound deadened. Recommended for use in suspended or U/C/B sink cabinets having a high plastic laminate or Chemsurf laminate countertop/work surface. Coordinate actual outside sink dimensions with the actual clear dimension of cabinet specified to ensure that they are compatible. For general purpose use throughout the facility.
CT050 | Countertop, Stainless Steel | 6 | CC | Stainless steel countertop (composition of heavy-gauge Type No. 304 stainless steel) having a smooth satin finish and integral 4" backsplash/curb. Also referred to as a corrosion-resistant steel work surface or work top. Available in various depths. Used in areas where excellent ease of cleaning, abrasion resistance, bacteria resistance, impact resistance, load capacity and moisture resistance, are of concern. Pricing based upon a 24" depth.
CW030 | Cabinet, Floor Standing, 5 SH, 2 GDO, ST, 92"x30" | 1 | CC | Floor standing storage cabinet approximately 92" H x 30" W x 13" D with five adjustable shelves, framed glass hinged doors, and sloping top. Also referred to as a framed glass hinged double door case. For general purpose use throughout the facility.
F2010 | Basket, Wastepaper, Step-On | 1 | VV | "Step-on" wastepaper basket with inner liner and foot petal activated flip top.
M4255 | Stand, IV, Adjustable | 1 | VV | Adjustable IV stand with 4-hook arrangement. Stand has stainless steel construction with heavy weight base. It adjusts from 66 inches to 100 inches and is mounted on conductive rubber, ball bearing, swivel casters. Stand is used for administering intravenous solutions.
M7405 | Light, Exam, Ceiling Mounted | 1 | CC | Ceiling exam light. Consists of a lightheaded reflector supported by a ceiling mounted radial arm assembly that provides a wide range of positioning capabilities. Halogen bulbs and an intensity control provide cool, color corrected light. The minimum ceiling height in most cases is 8'-0"; refer to each manufacturer's specific installation requirements. Physical dimensions refer to the retracted light; one length of the dual swing arm around the center mount in width and depth and the combined height of the lamp head and folded arms. Unit may also have a center mount detachable and sterilizable control handle. For use in minor procedure or examination room applications.
M8810 | Stand, Mayo | 1 | VV | Adjustable instrument table. Table is corrosion resistant stainless steel construction and is mounted on two casters with two skid rails. It has telescopic upright adjusts from 39 inches to 60 inches with automatic locking device, and removable 13"x19" instrument tray. Designed for use in operating and procedure rooms.
V0006 | Kennel, Large Animal, Intensive Care, Mobile | 1 | VV | Kennel, large animal, intensive care, mobile with CCU door. Used to transport or isolate patients in critical care situations. Stainless steel, approximately 40" W x 30" D x 37" H. CCU Door controls oxygen and temperature, provides filtered ventilation and allows humidity control, IV administration and can be fitted with a nebulizer.
V0015 | Table, Examination/Treatment, Animal, CRS,33x20x72 | 1 | VV | Animal examination/treatment table. Characteristics/components include type 304 (corrosion resistant) stainless steel; non-magnetic; fabricated with turned down edges and fully welded corners; and stabilized with H-brace supports. Table is used for examination and treatment of animals.
V0020 | Clipper, Hair, Animal | 1 | VV | Animal hair clipper. Characteristics/components include electric; detachable head; cylindrical housing; clips area 44 mm wide; vibrationless operation; freely interchangeable blades in the head; capable of using size 10 blades for primary clipping to remove a heavier coat or size 40 blades for preparing a surgical area without abrasion. Clippers are used for clipping laboratory animal hair.
2 - SC752 - VMU Operating Room (OR), R&D | 2 - SC752 - VMU Operating Room (OR), R&D | 2 - SC752 - VMU Operating Room (OR), R&D | 2 - SC752 - VMU Operating Room (OR), R&D | 2 - SC752 - VMU Operating Room (OR), R&D
JSN | NAME | QTY | ACQ | DESCRIPTION
A1122 | Column, Equipment Arm, Ceiling Mounted, Surgery | 1 | CC | A ceiling mounted retractable equipment arm for use in the OR. Designed to provide equipment placement support, power receptacles including low-voltage panels, gas outlets and flat screen mounting for a surgical suite. Unit will provide a range of motion of up to 330 degrees with arm providing additional vertical movement. Units are custom configured with multiple options available. Price is based on a unit with two (double) retractable arms. Also available are units for use in anesthesia, ICU and ER.
A1130 | Cabinet, Control, Nitrogen | 1 | CC | Nitrogen control cabinet. Unit consists of supply cut-off valve, supply pressure gauge, pressure regulator (adjustable 0 to 200 PSI), outlet pressure gauge, nitrogen outlet and connection to surgical gas column. Specify recessed or surface mounting. Designed for powering surgical pneumatic tools.
A4015 | Clock, Elapsed Time, Electric | 1 | CC | Elapsed time digital electric clock. Single display time that can be used either as a clock or elapsed time indicator. Clock consists of buttons to set minutes, and hours for the time. For use in operating and delivery room, and medical service columns. Analog or digital displays may be provided as specified by the user.
A5077 | Dispenser, Hand Sanitizer, Hands-Free | 1 | VV | A touch free wall-mounted hand sanitizer dispenser. For use throughout a healthcare facility. Unit does not include the sanitizing liquid. Units are battery operated.
A5106 | Waste Disposal Unit, Sharps w/Glove Dispenser | 1 | VV | The unit is designed for the disposal of sharps and complies with OSHA guidelines for the handling of sharps. It shall house a 5 quart container and be capable of being mounted on a wall. It shall have a glove dispenser attached. The unit shall be secured by a locked enclosure.
A5107 | Dispenser, Glove, Surgical/Examination, Wall Mntd | 1 | VV | Examination three (Small Medium, Large) glove dispenser box for wall mounting. Fabricated of either cold rolled steel with a white baked enamel finish, plastic or acrylic. Hardware not included, Option 3 powder coated steel.
A5212 | Bracket, Television, Wall-Mounted, Tilt/Angle | 1 | VV | A wall mounted, tilt/angled TV bracket for 37" to 80" TVs. Mount will be a universal and VESA compliant unit with a load capacity of up to 130 lbs.
A5220 | Bracket, Television, Wall Backing | 1 | CC | Wall mounted television bracket backing which provides additional support and strength for the installation of the television bracket. Option available for interior or exterior plate and sized for 12â€ 16â€ or 24â€ stud spacing.
E0948 | Cart, General Storage, Mobile, 42"H x 32"W x 22"D | 2 | VV | THIS TYPICAL INCLUDES: 1 Cart Body, Style-A Narrow, w/Raised Edge Top 2 Drawers, 3" H 4 Drawers, 6" H 1 Accessory Rail, Side Drawer Organizer Bins
M0512 | Television, HDTV, Large Screen, 60" | 2 | VV | A high definition (HDTV) multimedia, slim design, 60"W to 65"W color television. The TV will have a 16.9 wide screen aspect ratio with full HD 1080p resolution and HDMI connections. TV may be LED, Plasma or LCD. TV will include a stand.
M3175 | Electrosurgical Unit, Dual Output | 1 | VV | Dual output electrosurgical unit. Solid state power source with foot switch jacks, monopolar and bipolar outputs, and four independent modes of operation. Used in the operating room or surgicenter as an alternative to the scalpel for cutting tissue.
M4250 | Pump, Syringe, Infusion | 1 | VV | The infusion syringe pump ensures highly accurate volume delivery and consistent flow for small volumes (<50 ml) of pharmacologic agents or thick feeding solutions. It shall be small, lightweight construction, making it transportable. Shall have menu-driven programming capable of flow rates (e.g. 0.1 or 1.0 mL/hr) that are intended for long-term bedside use and/or critical care patient transport, plunger positioning sensor, LCD display for easy viewing, volume limit programming to serve as a convenient cue of volume or dose delivery completion and multiple delivery modes for all applications requiring precisely controlled infusion rates. The infusion pump shall have automatic syringe size sensing which will give the flexibility to accept a wide range of syringe sizes (up to 60 mL) from different manufacturers. Shall be battery powered/AC adapter.
M4255 | Stand, IV, Adjustable | 2 | VV | Adjustable IV stand with 4-hook arrangement. Stand has stainless steel construction with heavy weight base. It adjusts from 66 inches to 100 inches and is mounted on conductive rubber, ball bearing, swivel casters. Stand is used for administering intravenous solutions.
M4266 | Pump, Volumetric, Infusion, Multiple Line | 2 | VV | Volumetric infusion pump. Pump is self-regulating with automatic sensor and adjustable rate. Equipped with visual and audible alarms and up to 10 hour capacity battery. For the administration of a wide variety of therapeutic agents where precise control is required. Unit provides individual control to IV lines simultaneously.
M4816 | Warming Unit, Patient, Automatic/Manual, Air | 1 | VV | Automatic/manual patient warming unit. Unit delivers a flow of warmed air through a perforated plastic blanket. Used primarily for postoperative patients to speed recovery of normal body temperature.
M5030 | Stool, Surgeon, Revolving | 2 | VV | Revolving stool. Consists of a padded upholstered seat with height adjustment. Unit rotates and is mounted on ball bearing swivel casters. Designed for use in examinations, treatment, and surgical procedures.
M7490 | Light, Surg, Ceiling Mtd, Dual, Unequal Dia Heads | 1 | VC | Dual head surgical light ceiling mounted from a single pole. Unit has two lamp heads of differing sizes mounted on individual swing arms. Unit features multiple lighting pods in each lamp head, deep cavity illumination, color-corrected light, intensity control and sterilizable handles. Refer to the manufacturers' specifications for minimum ceiling heights and installation data. The database height dimension below refers to the height of the lamp head itself. The width and depth measurements are the larger of the two sums of the swing arm length and the head diameter. For use in general purpose surgical suites.
M8755 | Aspirator, Low Pressure/Low Volume, Surgical | 1 | VV | Low pressure, low volume surgical aspirator. Stand mounted stainless steel unit. 1/8 HP motor with variable suction intensity. It includes 600 ml graduated collection bottle, hydrophobic bacteria filter, a precision suction regulating valve, timer and a foot regulator. For post operative surgical wound drainage and general suction use.
M8805 | Table, Instrument, Straddle | 1 | VV | Instrument table to straddle an operating table. All stainless steel welded construction, mounted on 3" ball-bearing casters with foot brakes. Adjustable height from approximately 40 to 60 inches. For instruments and diagnostic equipment during surgery.
M8810 | Stand, Mayo | 2 | VV | Adjustable instrument table. Table is corrosion resistant stainless steel construction and is mounted on two casters with two skid rails. It has telescopic upright adjusts from 39 inches to 60 inches with automatic locking device, and removable 13"x19" instrument tray. Designed for use in operating and procedure rooms.
M8820 | Table, Instrument/Dressing, CRS | 1 | VV | Mobile instrument and dressing table, approximately 34"H x 33"W x 18"D. The cart shall be built of stainless steel and mounted on 2" swivel casters for easy mobility. The unit shall include a table top and a bottom shelf with a continuous guard rail on both surfaces.
M8840 | Table, Back, Instrument/Dressing | 1 | VV | A specialty back table for large cases such as orthopedics, spinal fusions, neuro and craniotomies. The table has a pneumatic tuck-away cantilevered shelf which can hold multiple trays and is angled for clear observation of instruments. It comes with 4" diameter heavy-duty ball bearing brake/swivel casters. Construction is all stainless steel.
M8900 | Carriage, Pail, CRS, Without Pail | 2 | VV | Carriage, pail (kick bucket) CRS. Consists of a stainless steel ring type carriage mounted on ball bearing casters. Includes circular non-marring bumper. For use in the surgical operating room.
M8905 | Pail, Utility, CRS, With Carriage | 2 | VV | Utility pail (kick bucket). Shall be a stainless steel 12 quart bucket for use in surgical operating rooms.
V0030 | Table, Operating, Veterinary, Hydraulic | 1 | VV | Veterinary operating table. Characteristics/components include stainless steel; corrosion resistant construction; elevation adjustment range from approximately 36" to 49" high; sanitary design to minimize places for debris; accommodates animals weighing up to 300 pounds; and has waterproof outlets. Table is used for surgical procedures on medium to large animals.
V0150 | Anesthesia/Ventilator System, Veterinary | 1 | VV | Veterinary anesthesia/ventilator delivery system. Maintains independent regulation of inspiratory time, inspiratory flow, and respiratory pause. Monitors tidal volume, system leaks, and automatic overflows of high gas inflows during spontaneous manual bag or mechanical ventilation, with mounting adapter extension pipe and clamp for attachment to horizontal or vertical surface. Tidal volume range is 0-300ml or 300-1600ml. Contains an internal battery backup.
3 - SC753 - VMU Recovery Room, R&D | 3 - SC753 - VMU Recovery Room, R&D | 3 - SC753 - VMU Recovery Room, R&D | 3 - SC753 - VMU Recovery Room, R&D | 3 - SC753 - VMU Recovery Room, R&D
JSN | NAME | QTY | ACQ | DESCRIPTION
A5075 | Dispenser, Soap, Disposable | 1 | VV | Disposable soap dispenser. One-handed dispensing operation. Designed to accommodate disposable soap cartridge and valve.
A5077 | Dispenser, Hand Sanitizer, Hands-Free | 1 | VV | A touch free wall-mounted hand sanitizer dispenser. For use throughout a healthcare facility. Unit does not include the sanitizing liquid. Units are battery operated.
A5082 | Dispenser, Paper Towel, Sensor, Hands Free | 1 | CC | A surface mounted, sensor activated, automatic, roll paper towel dispenser. The unit dispenses a paper towel automatically only when hands are place in position below the dispenser for maximum sanitation and hygiene. May include adjustable settings for sheet length, time delay, and sensor range. Unit is battery operated or with optional AC power adapter.
A5160 | Shelf, 8" Depth, SS, Surface Mounted | 1 | CC | A surface mounted, satin finish, stainless steel shelf with a minimum depth of 8". Mounting brackets are welded to shelf. Shelf is available in various widths. For general purpose use in scrub areas/rooms or other areas of the facility where a SS shelf is required. Pricing based upon a 36" width.
C04J0 | Cabinet, U/C/B, 8 Half Drawer, 36x36x22 | 1 | CC | Standing height under counter base cabinet with eight half width drawers of equal height. Also referred to as a drawer cabinet. For general purpose use throughout the facility.
C04L0 | Cabinet, U/C/B, 1 DR, 3 Half DR, 1 Door, 36" W | 1 | CC | Standing height under counter base cabinet, 36" H x 36" W x 22" D with a full width drawer above three half width drawers alongside a solid right or left door/cupboard (appropriate door/cupboard configuration to be indicated on equipment elevation drawings). Also referred to as a combination cabinet or a drawer and cupboard cabinet. For general purpose use throughout the facility.
CS040 | Sink, SS, Single Compartment, 7.5x14x14 ID | 1 | CC | Single compartment stainless steel sink, drop-in, self-rimming, ledge-type, connected with a drain and provided with a mixing faucet. It shall also be provided with pre-punched fixture holes on 4" center, integral back ledge to accommodate deck-mounted fixtures, brushed/polished interior and top surfaces, and sound deadened. Recommended for use in suspended or U/C/B sink cabinets having a high plastic laminate or Chemsurf laminate countertop/work surface. Coordinate actual outside sink dimensions with the actual clear dimension of cabinet specified to ensure that they are compatible. For general purpose use throughout the facility.
CT050 | Countertop, Stainless Steel | 1 | CC | Stainless steel countertop (composition of heavy-gauge Type No. 304 stainless steel) having a smooth satin finish and integral 4" backsplash/curb. Also referred to as a corrosion-resistant steel work surface or work top. Available in various depths. Used in areas where excellent ease of cleaning, abrasion resistance, bacteria resistance, impact resistance, load capacity and moisture resistance, are of concern. Pricing based upon a 24" depth.
CW030 | Cabinet, Floor Standing, 5 SH, 2 GDO, ST, 92"x30" | 2 | CC | Floor standing storage cabinet approximately 92" H x 30" W x 13" D with five adjustable shelves, framed glass hinged doors, and sloping top. Also referred to as a framed glass hinged double door case. For general purpose use throughout the facility.
F2010 | Basket, Wastepaper, Step-On | 1 | VV | "Step-on" wastepaper basket with inner liner and foot petal activated flip top.
M4255 | Stand, IV, Adjustable | 1 | VV | Adjustable IV stand with 4-hook arrangement. Stand has stainless steel construction with heavy weight base. It adjusts from 66 inches to 100 inches and is mounted on conductive rubber, ball bearing, swivel casters. Stand is used for administering intravenous solutions.
M7405 | Light, Exam, Ceiling Mounted | 1 | CC | Ceiling exam light. Consists of a lightheaded reflector supported by a ceiling mounted radial arm assembly that provides a wide range of positioning capabilities. Halogen bulbs and an intensity control provide cool, color corrected light. The minimum ceiling height in most cases is 8'-0"; refer to each manufacturer's specific installation requirements. Physical dimensions refer to the retracted light; one length of the dual swing arm around the center mount in width and depth and the combined height of the lamp head and folded arms. Unit may also have a center mount detachable and sterilizable control handle. For use in minor procedure or examination room applications.
M8810 | Stand, Mayo | 1 | VV | Adjustable instrument table. Table is corrosion resistant stainless steel construction and is mounted on two casters with two skid rails. It has telescopic upright adjusts from 39 inches to 60 inches with automatic locking device, and removable 13"x19" instrument tray. Designed for use in operating and procedure rooms.
V0006 | Kennel, Large Animal, Intensive Care, Mobile | 1 | VV | Kennel, large animal, intensive care, mobile with CCU door. Used to transport or isolate patients in critical care situations. Stainless steel, approximately 40" W x 30" D x 37" H. CCU Door controls oxygen and temperature, provides filtered ventilation and allows humidity control, IV administration and can be fitted with a nebulizer.
V0015 | Table, Examination/Treatment, Animal, CRS,33x20x72 | 1 | VV | Animal examination/treatment table. Characteristics/components include type 304 (corrosion resistant) stainless steel; non-magnetic; fabricated with turned down edges and fully welded corners; and stabilized with H-brace supports. Table is used for examination and treatment of animals.
4 - SC754 - VMU Gown / Scrub Room, R&D | 4 - SC754 - VMU Gown / Scrub Room, R&D | 4 - SC754 - VMU Gown / Scrub Room, R&D | 4 - SC754 - VMU Gown / Scrub Room, R&D | 4 - SC754 - VMU Gown / Scrub Room, R&D
JSN | NAME | QTY | ACQ | DESCRIPTION
A5075 | Dispenser, Soap, Disposable | 1 | VV | Disposable soap dispenser. One-handed dispensing operation. Designed to accommodate disposable soap cartridge and valve.
A5077 | Dispenser, Hand Sanitizer, Hands-Free | 1 | VV | A touch free wall-mounted hand sanitizer dispenser. For use throughout a healthcare facility. Unit does not include the sanitizing liquid. Units are battery operated.
A5082 | Dispenser, Paper Towel, Sensor, Hands Free | 1 | CC | A surface mounted, sensor activated, automatic, roll paper towel dispenser. The unit dispenses a paper towel automatically only when hands are place in position below the dispenser for maximum sanitation and hygiene. May include adjustable settings for sheet length, time delay, and sensor range. Unit is battery operated or with optional AC power adapter.
A5160 | Shelf, 8" Depth, SS, Surface Mounted | 1 | CC | A surface mounted, satin finish, stainless steel shelf with a minimum depth of 8". Mounting brackets are welded to shelf. Shelf is available in various widths. For general purpose use in scrub areas/rooms or other areas of the facility where a SS shelf is required. Pricing based upon a 36" width.
C04J0 | Cabinet, U/C/B, 8 Half Drawer, 36x36x22 | 1 | CC | Standing height under counter base cabinet with eight half width drawers of equal height. Also referred to as a drawer cabinet. For general purpose use throughout the facility.
C04L0 | Cabinet, U/C/B, 1 DR, 3 Half DR, 1 Door, 36" W | 1 | CC | Standing height under counter base cabinet, 36" H x 36" W x 22" D with a full width drawer above three half width drawers alongside a solid right or left door/cupboard (appropriate door/cupboard configuration to be indicated on equipment elevation drawings). Also referred to as a combination cabinet or a drawer and cupboard cabinet. For general purpose use throughout the facility.
CT050 | Countertop, Stainless Steel | 6 | CC | Stainless steel countertop (composition of heavy-gauge Type No. 304 stainless steel) having a smooth satin finish and integral 4" backsplash/curb. Also referred to as a corrosion-resistant steel work surface or work top. Available in various depths. Used in areas where excellent ease of cleaning, abrasion resistance, bacteria resistance, impact resistance, load capacity and moisture resistance, are of concern. Pricing based upon a 24" depth.
CW030 | Cabinet, Floor Standing, 5 SH, 2 GDO, ST, 92"x30" | 1 | CC | Floor standing storage cabinet approximately 92" H x 30" W x 13" D with five adjustable shelves, framed glass hinged doors, and sloping top. Also referred to as a framed glass hinged double door case. For general purpose use throughout the facility.
F2010 | Basket, Wastepaper, Step-On | 1 | VV | "Step-on" wastepaper basket with inner liner and foot petal activated flip top.
M3070 | Hamper, Linen, Mobile, w/Lid | 1 | VV | Mobile linen hamper with hand or foot operated lid. Made of heavy tubular stainless steel with heavy gauge welded steel platform. Holds 25" hamper bags. Mounted on ball bearing casters. For linen transport in hospitals and clinics.
P6950 | Sink, Scrub, With Knee Valve, 13.5x22x19 | 1 | VC | Surgeon's scrub-up sink. Unit is operated by knee-action valve and gooseneck supply. Sink shall conform to FED. SPEC. WW-P-541/9B, Type IV, class 1. Unit is used as a scrub sink in surgical and clinical areas of the facility.
5 - SC755 - VMU Workroom, R&D | 5 - SC755 - VMU Workroom, R&D | 5 - SC755 - VMU Workroom, R&D | 5 - SC755 - VMU Workroom, R&D | 5 - SC755 - VMU Workroom, R&D
JSN | NAME | QTY | ACQ | DESCRIPTION
A5075 | Dispenser, Soap, Disposable | 1 | VV | Disposable soap dispenser. One-handed dispensing operation. Designed to accommodate disposable soap cartridge and valve.
A5077 | Dispenser, Hand Sanitizer, Hands-Free | 1 | VV | A touch free wall-mounted hand sanitizer dispenser. For use throughout a healthcare facility. Unit does not include the sanitizing liquid. Units are battery operated.
A5082 | Dispenser, Paper Towel, Sensor, Hands Free | 1 | CC | A surface mounted, sensor activated, automatic, roll paper towel dispenser. The unit dispenses a paper towel automatically only when hands are place in position below the dispenser for maximum sanitation and hygiene. May include adjustable settings for sheet length, time delay, and sensor range. Unit is battery operated or with optional AC power adapter.
A5160 | Shelf, 8" Depth, SS, Surface Mounted | 1 | CC | A surface mounted, satin finish, stainless steel shelf with a minimum depth of 8". Mounting brackets are welded to shelf. Shelf is available in various widths. For general purpose use in scrub areas/rooms or other areas of the facility where a SS shelf is required. Pricing based upon a 36" width.
C04J0 | Cabinet, U/C/B, 8 Half Drawer, 36x36x22 | 1 | CC | Standing height under counter base cabinet with eight half width drawers of equal height. Also referred to as a drawer cabinet. For general purpose use throughout the facility.
C04L0 | Cabinet, U/C/B, 1 DR, 3 Half DR, 1 Door, 36" W | 1 | CC | Standing height under counter base cabinet, 36" H x 36" W x 22" D with a full width drawer above three half width drawers alongside a solid right or left door/cupboard (appropriate door/cupboard configuration to be indicated on equipment elevation drawings). Also referred to as a combination cabinet or a drawer and cupboard cabinet. For general purpose use throughout the facility.
CS040 | Sink, SS, Single Compartment, 7.5x14x14 ID | 1 | CC | Single compartment stainless steel sink, drop-in, self-rimming, ledge-type, connected with a drain and provided with a mixing faucet. It shall also be provided with pre-punched fixture holes on 4" center, integral back ledge to accommodate deck-mounted fixtures, brushed/polished interior and top surfaces, and sound deadened. Recommended for use in suspended or U/C/B sink cabinets having a high plastic laminate or Chemsurf laminate countertop/work surface. Coordinate actual outside sink dimensions with the actual clear dimension of cabinet specified to ensure that they are compatible. For general purpose use throughout the facility.
CT050 | Countertop, Stainless Steel | 1 | CC | Stainless steel countertop (composition of heavy-gauge Type No. 304 stainless steel) having a smooth satin finish and integral 4" backsplash/curb. Also referred to as a corrosion-resistant steel work surface or work top. Available in various depths. Used in areas where excellent ease of cleaning, abrasion resistance, bacteria resistance, impact resistance, load capacity and moisture resistance, are of concern. Pricing based upon a 24" depth.
CW030 | Cabinet, Floor Standing, 5 SH, 2 GDO, ST, 92"x30" | 2 | CC | Floor standing storage cabinet approximately 92" H x 30" W x 13" D with five adjustable shelves, framed glass hinged doors, and sloping top. Also referred to as a framed glass hinged double door case. For general purpose use throughout the facility.
D0830 | Sterilizer, Rapid Dry Heat | 1 | VV | Dry heat sterilizer used in orthodontic laboratories. Sterilizes using high heat with capability to cool instruments inside the unit after sterilization. Minimal operating temperature is 375 F.
F2010 | Basket, Wastepaper, Step-On | 1 | VV | "Step-on" wastepaper basket with inner liner and foot petal activated flip top.
L3365 | Washer, Labware, Electric, Under Counter | 1 | CC | Under counter labware washer. It has an electric steam generator to achieve a high temperature wash and steam cycle. It also has a high capacity pump and blower dryer. Used to wash laboratory glassware.
S0127 | Sterilizer, Elec, VAC, 1DO, CAB, 16x16x26 Chamber | 1 | CC | A cabinet mounted, single power door (vertical sliding), vacuum, sterilizer with integral steam generator. The unit is controlled by a microcomputer that monitors and controls all unit operations and functions and provides both audible and visual indications of deviations. A printer-recorder documents and records each cycle performance. For general purpose pre-vacuum or gravity steam sterilization of hospital and laboratory supplies at temperatures in the range from 110Â°C to 135Â°C (230Â°F to 275Â°F). A liquid cycle is also provided at temperatures in the range from 100Â°C to 121Â°C (212Â°F to 250Â°F). Various electrical configurations are available for the integral steam generator, for pricing purposes 208V, 50/60HZ, 3PH, 84AMPS is used.
6 - SC756 - VMU Surgical Supply Storage Room, R&D | 6 - SC756 - VMU Surgical Supply Storage Room, R&D | 6 - SC756 - VMU Surgical Supply Storage Room, R&D | 6 - SC756 - VMU Surgical Supply Storage Room, R&D | 6 - SC756 - VMU Surgical Supply Storage Room, R&D
JSN | NAME | QTY | ACQ | DESCRIPTION
A5077 | Dispenser, Hand Sanitizer, Hands-Free | 1 | VV | A touch free wall-mounted hand sanitizer dispenser. For use throughout a healthcare facility. Unit does not include the sanitizing liquid. Units are battery operated.
M2055 | Shelving, Storage, Wire, CRS, w/Adjustable Shelves | 6 | VV | Stationary, wire, shelving unit. Unit has fully adjustable shelves constructed of stainless steel. For use in general purpose storage areas. Shelving is provided in various sizes and configurations. Price provided is for a unit approximately 74"H x 18"D x 48"W with four shelves.
10 - VMU IMAGING / BEHAVIORAL STUDY AREA | 10 - VMU IMAGING / BEHAVIORAL STUDY AREA | 10 - VMU IMAGING / BEHAVIORAL STUDY AREA | 10 - VMU IMAGING / BEHAVIORAL STUDY AREA | 10 - VMU IMAGING / BEHAVIORAL STUDY AREA
1 - SC761 - VMU Imaging / Behavioral Study Preparation Room, R&D | 1 - SC761 - VMU Imaging / Behavioral Study Preparation Room, R&D | 1 - SC761 - VMU Imaging / Behavioral Study Preparation Room, R&D | 1 - SC761 - VMU Imaging / Behavioral Study Preparation Room, R&D | 1 - SC761 - VMU Imaging / Behavioral Study Preparation Room, R&D
JSN | NAME | QTY | ACQ | DESCRIPTION
_0080 | Rack, Small Animal Housing, with Blower | 3 | VV | The Individual Ventilated Cage (IVC) system uses HEPA filter technology to protect animals, human researchers and staff. The IVC system provides an environment for research that meets animal welfare standard in a safe and ergonomic environment. Typically the IVC caging system consist of removable caging housed in a steel rack which is connected to a recirculated air blower which is either mounted on the unit, on the wall or on the floor. Refer to specific manufacture specifications for configuration and utility requirements.
A5075 | Dispenser, Soap, Disposable | 1 | VV | Disposable soap dispenser. One-handed dispensing operation. Designed to accommodate disposable soap cartridge and valve.
A5077 | Dispenser, Hand Sanitizer, Hands-Free | 1 | VV | A touch free wall-mounted hand sanitizer dispenser. For use throughout a healthcare facility. Unit does not include the sanitizing liquid. Units are battery operated.
A5080 | Dispenser, Paper Towel, SS, Surface Mounted | 1 | CC | A surface mounted, satin finish stainless steel, single-fold, paper towel dispenser. Dispenser features: tumbler lock; front hinged at bottom; and refill indicator slot. Minimum capacity 400 single-fold paper towels. For general purpose use throughout the facility.
A5082 | Dispenser, Paper Towel, Sensor, Hands Free | 1 | CC | A surface mounted, sensor activated, automatic, roll paper towel dispenser. The unit dispenses a paper towel automatically only when hands are place in position below the dispenser for maximum sanitation and hygiene. May include adjustable settings for sheet length, time delay, and sensor range. Unit is battery operated or with optional AC power adapter.
A5106 | Waste Disposal Unit, Sharps w/Glove Dispenser | 1 | VV | The unit is designed for the disposal of sharps and complies with OSHA guidelines for the handling of sharps. It shall house a 5 quart container and be capable of being mounted on a wall. It shall have a glove dispenser attached. The unit shall be secured by a locked enclosure.
A5107 | Dispenser, Glove, Surgical/Examination, Wall Mntd | 1 | VV | Examination three (Small Medium, Large) glove dispenser box for wall mounting. Fabricated of either cold rolled steel with a white baked enamel finish, plastic or acrylic. Hardware not included, Option 3 powder coated steel.
A5135 | Shelf, Utility W/ Mop/Broom Holders, SS, Surf Mntd | 1 | CC | A surface mounted, satin finish stainless steel, utility shelf with a maximum of 6 mop/broom holders and 5 rag hooks. Utility shelf features: 8" deep shelf; mounting brackets welded to shelf; spring activated rubber cam holders; and drying rod. Unit is available in various widths 30" (minimum, 3 holders and 2 hooks) to 48" (maximum, 6 holders and 5 hooks). For use in janitor closets. Pricing based on a 36" width.
D3295 | Chair, Rotary, Laboratory, Dental | 5 | VV | Rotary dental laboratory chair. The chair is used by technicians while working at a bench. Chairs also have casters and an adjustable backrest.
E0140 | Workstation, Laboratory, Mobile | 2 | VV | Mobile laboratory workstation/cart with 3 adjustable shelves. Flexible configurations available that may include prewired power and gas services, LED task lighting, integral On/Off switch. Work surface options are stainless steel, hardwood, composite resin or high-pressure laminate. Minimum 900 pound load capacity. Can be used as a stand-alone component or integrated into laboratory casework array, and/or general purpose use throughout the facility.
F2010 | Basket, Wastepaper, Step-On | 1 | VV | "Step-on" wastepaper basket with inner liner and foot petal activated flip top.
L2316 | Cabinet, Bio Safety, Class II/A2, Bench Top, 6ft | 1 | CC | Class II, Type A2, benchtop biological safety cabinet. The unit includes two HEPA filters, one supply and one exhaust, zero probed, high intake velocity that averages 105 fpm, an audible alarm to notify operator of unsafe window positions an audio-visual alarm to monitor exhaust pressure, interior of type 304 stainless steel with side walls slotted for high velocity air return, an exterior of 16 gauge or heavier steel, two ground key petcocks, a grounded duplex receptacle. This unit requires 30/70% exhaust/recirc to the atmosphere, other sizes are available.
M0755 | Flowmeter, Oxygen, Low Flow | 1 | VV | Oxygen flowmeter. Consists of a clear crystal flowtube calibrated to 3.5 or 8 LPM depending on manufacturer. For oxygen regulation in hospital settings. Database pricing includes DISS fitting and DISS power outlet and wall adapter. Other fitting and adapter configurations are available.
P6510 | Sink, Service, SS, Wall Mounted W/ Drainboard | 1 | CC | An 18g Stainless Steel single compartment sink with drain boards and approximate basin dimensions of 18" W x 21" D, for use in laundry or utility areas. Sink includes backsplash and two holes for a wall mounted faucet assembly. The faucet flow rate is 2 GPM, connection is 1/2" NPT. Faucet holes are 8 inches center and spout is 12" in length, swing type.
V0130 | Workbench, Laminar Flow, Mobile, 4 Feet | 1 | VV | Workbench, stay-clean, with laminar flow hood, mounted on casters. Air flow is horizontal positive. Work area dimensions are approximately 46W X 22D. Other sizes available.
2 - SC762 - VMU Imaging / Behavioral Study Animal Holding Room, R&D | 2 - SC762 - VMU Imaging / Behavioral Study Animal Holding Room, R&D | 2 - SC762 - VMU Imaging / Behavioral Study Animal Holding Room, R&D | 2 - SC762 - VMU Imaging / Behavioral Study Animal Holding Room, R&D | 2 - SC762 - VMU Imaging / Behavioral Study Animal Holding Room, R&D
JSN | NAME | QTY | ACQ | DESCRIPTION
_0080 | Rack, Small Animal Housing, with Blower | 2 | VV | The Individual Ventilated Cage (IVC) system uses HEPA filter technology to protect animals, human researchers and staff. The IVC system provides an environment for research that meets animal welfare standard in a safe and ergonomic environment. Typically the IVC caging system consist of removable caging housed in a steel rack which is connected to a recirculated air blower which is either mounted on the unit, on the wall or on the floor. Refer to specific manufacture specifications for configuration and utility requirements.
A5075 | Dispenser, Soap, Disposable | 1 | VV | Disposable soap dispenser. One-handed dispensing operation. Designed to accommodate disposable soap cartridge and valve.
A5077 | Dispenser, Hand Sanitizer, Hands-Free | 1 | VV | A touch free wall-mounted hand sanitizer dispenser. For use throughout a healthcare facility. Unit does not include the sanitizing liquid. Units are battery operated.
A5082 | Dispenser, Paper Towel, Sensor, Hands Free | 1 | CC | A surface mounted, sensor activated, automatic, roll paper towel dispenser. The unit dispenses a paper towel automatically only when hands are place in position below the dispenser for maximum sanitation and hygiene. May include adjustable settings for sheet length, time delay, and sensor range. Unit is battery operated or with optional AC power adapter.
A5106 | Waste Disposal Unit, Sharps w/Glove Dispenser | 1 | VV | The unit is designed for the disposal of sharps and complies with OSHA guidelines for the handling of sharps. It shall house a 5 quart container and be capable of being mounted on a wall. It shall have a glove dispenser attached. The unit shall be secured by a locked enclosure.
A5135 | Shelf, Utility W/ Mop/Broom Holders, SS, Surf Mntd | 1 | CC | A surface mounted, satin finish stainless steel, utility shelf with a maximum of 6 mop/broom holders and 5 rag hooks. Utility shelf features: 8" deep shelf; mounting brackets welded to shelf; spring activated rubber cam holders; and drying rod. Unit is available in various widths 30" (minimum, 3 holders and 2 hooks) to 48" (maximum, 6 holders and 5 hooks). For use in janitor closets. Pricing based on a 36" width.
CD026 | Shelving, Surface, Mounted, 8x24 | 1 | VV | A surface mounted, satin finish, stainless steel shelf with a minimum depth of 8". Mounting brackets are welded to shelf. Shelf is available in various widths. For general purpose use in the lab.
P6510 | Sink, Service, SS, Wall Mounted W/ Drainboard | 1 | CC | An 18g Stainless Steel single compartment sink with drain boards and approximate basin dimensions of 18" W x 21" D, for use in laundry or utility areas. Sink includes backsplash and two holes for a wall mounted faucet assembly. The faucet flow rate is 2 GPM, connection is 1/2" NPT. Faucet holes are 8 inches center and spout is 12" in length, swing type.
V0130 | Workbench, Laminar Flow, Mobile, 4 Feet | 1 | VV | Workbench, stay-clean, with laminar flow hood, mounted on casters. Air flow is horizontal positive. Work area dimensions are approximately 46W X 22D. Other sizes available.
3 - SC763 - VMU Behavioral Study Room, R&D | 3 - SC763 - VMU Behavioral Study Room, R&D | 3 - SC763 - VMU Behavioral Study Room, R&D | 3 - SC763 - VMU Behavioral Study Room, R&D | 3 - SC763 - VMU Behavioral Study Room, R&D
JSN | NAME | QTY | ACQ | DESCRIPTION
A5075 | Dispenser, Soap, Disposable | 1 | VV | Disposable soap dispenser. One-handed dispensing operation. Designed to accommodate disposable soap cartridge and valve.
A5077 | Dispenser, Hand Sanitizer, Hands-Free | 1 | VV | A touch free wall-mounted hand sanitizer dispenser. For use throughout a healthcare facility. Unit does not include the sanitizing liquid. Units are battery operated.
A5082 | Dispenser, Paper Towel, Sensor, Hands Free | 1 | CC | A surface mounted, sensor activated, automatic, roll paper towel dispenser. The unit dispenses a paper towel automatically only when hands are place in position below the dispenser for maximum sanitation and hygiene. May include adjustable settings for sheet length, time delay, and sensor range. Unit is battery operated or with optional AC power adapter.
A5106 | Waste Disposal Unit, Sharps w/Glove Dispenser | 1 | VV | The unit is designed for the disposal of sharps and complies with OSHA guidelines for the handling of sharps. It shall house a 5 quart container and be capable of being mounted on a wall. It shall have a glove dispenser attached. The unit shall be secured by a locked enclosure.
A5135 | Shelf, Utility W/ Mop/Broom Holders, SS, Surf Mntd | 1 | CC | A surface mounted, satin finish stainless steel, utility shelf with a maximum of 6 mop/broom holders and 5 rag hooks. Utility shelf features: 8" deep shelf; mounting brackets welded to shelf; spring activated rubber cam holders; and drying rod. Unit is available in various widths 30" (minimum, 3 holders and 2 hooks) to 48" (maximum, 6 holders and 5 hooks). For use in janitor closets. Pricing based on a 36" width.
CD026 | Shelving, Surface, Mounted, 8x24 | 1 | VV | A surface mounted, satin finish, stainless steel shelf with a minimum depth of 8". Mounting brackets are welded to shelf. Shelf is available in various widths. For general purpose use in the lab.
P6510 | Sink, Service, SS, Wall Mounted W/ Drainboard | 1 | CC | An 18g Stainless Steel single compartment sink with drain boards and approximate basin dimensions of 18" W x 21" D, for use in laundry or utility areas. Sink includes backsplash and two holes for a wall mounted faucet assembly. The faucet flow rate is 2 GPM, connection is 1/2" NPT. Faucet holes are 8 inches center and spout is 12" in length, swing type.
V0130 | Workbench, Laminar Flow, Mobile, 4 Feet | 1 | VV | Workbench, stay-clean, with laminar flow hood, mounted on casters. Air flow is horizontal positive. Work area dimensions are approximately 46W X 22D. Other sizes available.
4 - SC764 - VMU Imaging Study Room, R&D | 4 - SC764 - VMU Imaging Study Room, R&D | 4 - SC764 - VMU Imaging Study Room, R&D | 4 - SC764 - VMU Imaging Study Room, R&D | 4 - SC764 - VMU Imaging Study Room, R&D
JSN | NAME | QTY | ACQ | DESCRIPTION
A5075 | Dispenser, Soap, Disposable | 1 | VV | Disposable soap dispenser. One-handed dispensing operation. Designed to accommodate disposable soap cartridge and valve.
A5077 | Dispenser, Hand Sanitizer, Hands-Free | 1 | VV | A touch free wall-mounted hand sanitizer dispenser. For use throughout a healthcare facility. Unit does not include the sanitizing liquid. Units are battery operated.
A5082 | Dispenser, Paper Towel, Sensor, Hands Free | 1 | CC | A surface mounted, sensor activated, automatic, roll paper towel dispenser. The unit dispenses a paper towel automatically only when hands are place in position below the dispenser for maximum sanitation and hygiene. May include adjustable settings for sheet length, time delay, and sensor range. Unit is battery operated or with optional AC power adapter.
A5106 | Waste Disposal Unit, Sharps w/Glove Dispenser | 1 | VV | The unit is designed for the disposal of sharps and complies with OSHA guidelines for the handling of sharps. It shall house a 5 quart container and be capable of being mounted on a wall. It shall have a glove dispenser attached. The unit shall be secured by a locked enclosure.
A5135 | Shelf, Utility W/ Mop/Broom Holders, SS, Surf Mntd | 1 | CC | A surface mounted, satin finish stainless steel, utility shelf with a maximum of 6 mop/broom holders and 5 rag hooks. Utility shelf features: 8" deep shelf; mounting brackets welded to shelf; spring activated rubber cam holders; and drying rod. Unit is available in various widths 30" (minimum, 3 holders and 2 hooks) to 48" (maximum, 6 holders and 5 hooks). For use in janitor closets. Pricing based on a 36" width.
CD026 | Shelving, Surface, Mounted, 8x24 | 1 | VV | A surface mounted, satin finish, stainless steel shelf with a minimum depth of 8". Mounting brackets are welded to shelf. Shelf is available in various widths. For general purpose use in the lab.
P6510 | Sink, Service, SS, Wall Mounted W/ Drainboard | 1 | CC | An 18g Stainless Steel single compartment sink with drain boards and approximate basin dimensions of 18" W x 21" D, for use in laundry or utility areas. Sink includes backsplash and two holes for a wall mounted faucet assembly. The faucet flow rate is 2 GPM, connection is 1/2" NPT. Faucet holes are 8 inches center and spout is 12" in length, swing type.
V0130 | Workbench, Laminar Flow, Mobile, 4 Feet | 1 | VV | Workbench, stay-clean, with laminar flow hood, mounted on casters. Air flow is horizontal positive. Work area dimensions are approximately 46W X 22D. Other sizes available.
11 - VMU ANIMAL AREA | 11 - VMU ANIMAL AREA | 11 - VMU ANIMAL AREA | 11 - VMU ANIMAL AREA | 11 - VMU ANIMAL AREA
1 - SC771 - VMU Small Animal Holding Room, R&D | 1 - SC771 - VMU Small Animal Holding Room, R&D | 1 - SC771 - VMU Small Animal Holding Room, R&D | 1 - SC771 - VMU Small Animal Holding Room, R&D | 1 - SC771 - VMU Small Animal Holding Room, R&D
JSN | NAME | QTY | ACQ | DESCRIPTION
_0080 | Rack, Small Animal Housing, with Blower | 4 | VV | The Individual Ventilated Cage (IVC) system uses HEPA filter technology to protect animals, human researchers and staff. The IVC system provides an environment for research that meets animal welfare standard in a safe and ergonomic environment. Typically the IVC caging system consist of removable caging housed in a steel rack which is connected to a recirculated air blower which is either mounted on the unit, on the wall or on the floor. Refer to specific manufacture specifications for configuration and utility requirements.
A5075 | Dispenser, Soap, Disposable | 1 | VV | Disposable soap dispenser. One-handed dispensing operation. Designed to accommodate disposable soap cartridge and valve.
A5077 | Dispenser, Hand Sanitizer, Hands-Free | 1 | VV | A touch free wall-mounted hand sanitizer dispenser. For use throughout a healthcare facility. Unit does not include the sanitizing liquid. Units are battery operated.
A5082 | Dispenser, Paper Towel, Sensor, Hands Free | 1 | CC | A surface mounted, sensor activated, automatic, roll paper towel dispenser. The unit dispenses a paper towel automatically only when hands are place in position below the dispenser for maximum sanitation and hygiene. May include adjustable settings for sheet length, time delay, and sensor range. Unit is battery operated or with optional AC power adapter.
A5106 | Waste Disposal Unit, Sharps w/Glove Dispenser | 1 | VV | The unit is designed for the disposal of sharps and complies with OSHA guidelines for the handling of sharps. It shall house a 5 quart container and be capable of being mounted on a wall. It shall have a glove dispenser attached. The unit shall be secured by a locked enclosure.
A5135 | Shelf, Utility W/ Mop/Broom Holders, SS, Surf Mntd | 1 | CC | A surface mounted, satin finish stainless steel, utility shelf with a maximum of 6 mop/broom holders and 5 rag hooks. Utility shelf features: 8" deep shelf; mounting brackets welded to shelf; spring activated rubber cam holders; and drying rod. Unit is available in various widths 30" (minimum, 3 holders and 2 hooks) to 48" (maximum, 6 holders and 5 hooks). For use in janitor closets. Pricing based on a 36" width.
CD026 | Shelving, Surface, Mounted, 8x24 | 1 | VV | A surface mounted, satin finish, stainless steel shelf with a minimum depth of 8". Mounting brackets are welded to shelf. Shelf is available in various widths. For general purpose use in the lab.
P6510 | Sink, Service, SS, Wall Mounted W/ Drainboard | 1 | CC | An 18g Stainless Steel single compartment sink with drain boards and approximate basin dimensions of 18" W x 21" D, for use in laundry or utility areas. Sink includes backsplash and two holes for a wall mounted faucet assembly. The faucet flow rate is 2 GPM, connection is 1/2" NPT. Faucet holes are 8 inches center and spout is 12" in length, swing type.
V0130 | Workbench, Laminar Flow, Mobile, 4 Feet | 2 | VV | Workbench, stay-clean, with laminar flow hood, mounted on casters. Air flow is horizontal positive. Work area dimensions are approximately 46W X 22D. Other sizes available.
2 - SC772 - VMU Behavioral / Metabolic Studies Small Animal Holding Room, R&D | 2 - SC772 - VMU Behavioral / Metabolic Studies Small Animal Holding Room, R&D | 2 - SC772 - VMU Behavioral / Metabolic Studies Small Animal Holding Room, R&D | 2 - SC772 - VMU Behavioral / Metabolic Studies Small Animal Holding Room, R&D | 2 - SC772 - VMU Behavioral / Metabolic Studies Small Animal Holding Room, R&D
JSN | NAME | QTY | ACQ | DESCRIPTION
_0080 | Rack, Small Animal Housing, with Blower | 3 | VV | The Individual Ventilated Cage (IVC) system uses HEPA filter technology to protect animals, human researchers and staff. The IVC system provides an environment for research that meets animal welfare standard in a safe and ergonomic environment. Typically the IVC caging system consist of removable caging housed in a steel rack which is connected to a recirculated air blower which is either mounted on the unit, on the wall or on the floor. Refer to specific manufacture specifications for configuration and utility requirements.
A5075 | Dispenser, Soap, Disposable | 1 | VV | Disposable soap dispenser. One-handed dispensing operation. Designed to accommodate disposable soap cartridge and valve.
A5077 | Dispenser, Hand Sanitizer, Hands-Free | 1 | VV | A touch free wall-mounted hand sanitizer dispenser. For use throughout a healthcare facility. Unit does not include the sanitizing liquid. Units are battery operated.
A5082 | Dispenser, Paper Towel, Sensor, Hands Free | 1 | CC | A surface mounted, sensor activated, automatic, roll paper towel dispenser. The unit dispenses a paper towel automatically only when hands are place in position below the dispenser for maximum sanitation and hygiene. May include adjustable settings for sheet length, time delay, and sensor range. Unit is battery operated or with optional AC power adapter.
A5106 | Waste Disposal Unit, Sharps w/Glove Dispenser | 1 | VV | The unit is designed for the disposal of sharps and complies with OSHA guidelines for the handling of sharps. It shall house a 5 quart container and be capable of being mounted on a wall. It shall have a glove dispenser attached. The unit shall be secured by a locked enclosure.
A5135 | Shelf, Utility W/ Mop/Broom Holders, SS, Surf Mntd | 1 | CC | A surface mounted, satin finish stainless steel, utility shelf with a maximum of 6 mop/broom holders and 5 rag hooks. Utility shelf features: 8" deep shelf; mounting brackets welded to shelf; spring activated rubber cam holders; and drying rod. Unit is available in various widths 30" (minimum, 3 holders and 2 hooks) to 48" (maximum, 6 holders and 5 hooks). For use in janitor closets. Pricing based on a 36" width.
CD026 | Shelving, Surface, Mounted, 8x24 | 2 | VV | A surface mounted, satin finish, stainless steel shelf with a minimum depth of 8". Mounting brackets are welded to shelf. Shelf is available in various widths. For general purpose use in the lab.
P6510 | Sink, Service, SS, Wall Mounted W/ Drainboard | 1 | CC | An 18g Stainless Steel single compartment sink with drain boards and approximate basin dimensions of 18" W x 21" D, for use in laundry or utility areas. Sink includes backsplash and two holes for a wall mounted faucet assembly. The faucet flow rate is 2 GPM, connection is 1/2" NPT. Faucet holes are 8 inches center and spout is 12" in length, swing type.
V0130 | Workbench, Laminar Flow, Mobile, 4 Feet | 1 | VV | Workbench, stay-clean, with laminar flow hood, mounted on casters. Air flow is horizontal positive. Work area dimensions are approximately 46W X 22D. Other sizes available.
3 - SC773 - VMU BSL-2 Small Animal Holding Room, R&D | 3 - SC773 - VMU BSL-2 Small Animal Holding Room, R&D | 3 - SC773 - VMU BSL-2 Small Animal Holding Room, R&D | 3 - SC773 - VMU BSL-2 Small Animal Holding Room, R&D | 3 - SC773 - VMU BSL-2 Small Animal Holding Room, R&D
JSN | NAME | QTY | ACQ | DESCRIPTION
_0080 | Rack, Small Animal Housing, with Blower | 3 | VV | The Individual Ventilated Cage (IVC) system uses HEPA filter technology to protect animals, human researchers and staff. The IVC system provides an environment for research that meets animal welfare standard in a safe and ergonomic environment. Typically the IVC caging system consist of removable caging housed in a steel rack which is connected to a recirculated air blower which is either mounted on the unit, on the wall or on the floor. Refer to specific manufacture specifications for configuration and utility requirements.
A5075 | Dispenser, Soap, Disposable | 1 | VV | Disposable soap dispenser. One-handed dispensing operation. Designed to accommodate disposable soap cartridge and valve.
A5077 | Dispenser, Hand Sanitizer, Hands-Free | 1 | VV | A touch free wall-mounted hand sanitizer dispenser. For use throughout a healthcare facility. Unit does not include the sanitizing liquid. Units are battery operated.
A5082 | Dispenser, Paper Towel, Sensor, Hands Free | 1 | CC | A surface mounted, sensor activated, automatic, roll paper towel dispenser. The unit dispenses a paper towel automatically only when hands are place in position below the dispenser for maximum sanitation and hygiene. May include adjustable settings for sheet length, time delay, and sensor range. Unit is battery operated or with optional AC power adapter.
A5106 | Waste Disposal Unit, Sharps w/Glove Dispenser | 1 | VV | The unit is designed for the disposal of sharps and complies with OSHA guidelines for the handling of sharps. It shall house a 5 quart container and be capable of being mounted on a wall. It shall have a glove dispenser attached. The unit shall be secured by a locked enclosure.
A5135 | Shelf, Utility W/ Mop/Broom Holders, SS, Surf Mntd | 1 | CC | A surface mounted, satin finish stainless steel, utility shelf with a maximum of 6 mop/broom holders and 5 rag hooks. Utility shelf features: 8" deep shelf; mounting brackets welded to shelf; spring activated rubber cam holders; and drying rod. Unit is available in various widths 30" (minimum, 3 holders and 2 hooks) to 48" (maximum, 6 holders and 5 hooks). For use in janitor closets. Pricing based on a 36" width.
CD026 | Shelving, Surface, Mounted, 8x24 | 2 | VV | A surface mounted, satin finish, stainless steel shelf with a minimum depth of 8". Mounting brackets are welded to shelf. Shelf is available in various widths. For general purpose use in the lab.
P6510 | Sink, Service, SS, Wall Mounted W/ Drainboard | 1 | CC | An 18g Stainless Steel single compartment sink with drain boards and approximate basin dimensions of 18" W x 21" D, for use in laundry or utility areas. Sink includes backsplash and two holes for a wall mounted faucet assembly. The faucet flow rate is 2 GPM, connection is 1/2" NPT. Faucet holes are 8 inches center and spout is 12" in length, swing type.
V0130 | Workbench, Laminar Flow, Mobile, 4 Feet | 1 | VV | Workbench, stay-clean, with laminar flow hood, mounted on casters. Air flow is horizontal positive. Work area dimensions are approximately 46W X 22D. Other sizes available.
4 - SC774 - VMU BSL-2 Small Animal Holding Anteroom, R&D | 4 - SC774 - VMU BSL-2 Small Animal Holding Anteroom, R&D | 4 - SC774 - VMU BSL-2 Small Animal Holding Anteroom, R&D | 4 - SC774 - VMU BSL-2 Small Animal Holding Anteroom, R&D | 4 - SC774 - VMU BSL-2 Small Animal Holding Anteroom, R&D
JSN | NAME | QTY | ACQ | DESCRIPTION
A5077 | Dispenser, Hand Sanitizer, Hands-Free | 1 | VV | A touch free wall-mounted hand sanitizer dispenser. For use throughout a healthcare facility. Unit does not include the sanitizing liquid. Units are battery operated.
M2055 | Shelving, Storage, Wire, CRS, w/Adjustable Shelves | 1 | VV | Stationary, wire, shelving unit. Unit has fully adjustable shelves constructed of stainless steel. For use in general purpose storage areas. Shelving is provided in various sizes and configurations. Price provided is for a unit approximately 74"H x 18"D x 48"W with four shelves.
5 - SC775 - VMU Large Animal Holding Room, R&D | 5 - SC775 - VMU Large Animal Holding Room, R&D | 5 - SC775 - VMU Large Animal Holding Room, R&D | 5 - SC775 - VMU Large Animal Holding Room, R&D | 5 - SC775 - VMU Large Animal Holding Room, R&D
JSN | NAME | QTY | ACQ | DESCRIPTION
A5075 | Dispenser, Soap, Disposable | 1 | VV | Disposable soap dispenser. One-handed dispensing operation. Designed to accommodate disposable soap cartridge and valve.
A5077 | Dispenser, Hand Sanitizer, Hands-Free | 1 | VV | A touch free wall-mounted hand sanitizer dispenser. For use throughout a healthcare facility. Unit does not include the sanitizing liquid. Units are battery operated.
A5082 | Dispenser, Paper Towel, Sensor, Hands Free | 1 | CC | A surface mounted, sensor activated, automatic, roll paper towel dispenser. The unit dispenses a paper towel automatically only when hands are place in position below the dispenser for maximum sanitation and hygiene. May include adjustable settings for sheet length, time delay, and sensor range. Unit is battery operated or with optional AC power adapter.
A5135 | Shelf, Utility W/ Mop/Broom Holders, SS, Surf Mntd | 1 | CC | A surface mounted, satin finish stainless steel, utility shelf with a maximum of 6 mop/broom holders and 5 rag hooks. Utility shelf features: 8" deep shelf; mounting brackets welded to shelf; spring activated rubber cam holders; and drying rod. Unit is available in various widths 30" (minimum, 3 holders and 2 hooks) to 48" (maximum, 6 holders and 5 hooks). For use in janitor closets. Pricing based on a 36" width.
CD026 | Shelving, Surface, Mounted, 8x24 | 1 | VV | A surface mounted, satin finish, stainless steel shelf with a minimum depth of 8". Mounting brackets are welded to shelf. Shelf is available in various widths. For general purpose use in the lab.
K3420 | Hose, Retractable, Wall Mounted | 1 | CC | Retractable hose. The hose is wall mounted and has a stainless steel casing. The unit is used for washing and spraying down areas in commercial and institutional food service operations.
M2055 | Shelving, Storage, Wire, CRS, w/Adjustable Shelves | 4 | VV | Stationary, wire, shelving unit. Unit has fully adjustable shelves constructed of stainless steel. For use in general purpose storage areas. Shelving is provided in various sizes and configurations. Price provided is for a unit approximately 74"H x 18"D x 48"W with four shelves.
P2450 | Valve, Mixing, Thermostatic | 1 | CC | Thermostatic mixing valve with washout hose. Used with portable whirlpool equipment. Thermostatic valve is used to maintain temperature between 70 and 110 degree Fahrenheit, with a flow rate of 20 gallons a minute. The washout hose assembly is used to wash out tanks after treatment. Used in physical therapy department to provide comfortable water temperature for patient treatments.
P6510 | Sink, Service, SS, Wall Mounted W/ Drainboard | 1 | CC | An 18g Stainless Steel single compartment sink with drain boards and approximate basin dimensions of 18" W x 21" D, for use in laundry or utility areas. Sink includes backsplash and two holes for a wall mounted faucet assembly. The faucet flow rate is 2 GPM, connection is 1/2" NPT. Faucet holes are 8 inches center and spout is 12" in length, swing type.
V0005 | Cage, Animal, Large | 6 | VV | Large animal cage. Characteristics/components include durable and reinforced fiberglass; a shell that resists stains, scratches and wear; mildew resistant; and a drain with strainer. Cage used to house large animals. Unit price is based on requester requirements.
6 - SC778 - VMU Small Animal Quarantine Holding Room, R&D | 6 - SC778 - VMU Small Animal Quarantine Holding Room, R&D | 6 - SC778 - VMU Small Animal Quarantine Holding Room, R&D | 6 - SC778 - VMU Small Animal Quarantine Holding Room, R&D | 6 - SC778 - VMU Small Animal Quarantine Holding Room, R&D
JSN | NAME | QTY | ACQ | DESCRIPTION
_0080 | Rack, Small Animal Housing, with Blower | 2 | VV | The Individual Ventilated Cage (IVC) system uses HEPA filter technology to protect animals, human researchers and staff. The IVC system provides an environment for research that meets animal welfare standard in a safe and ergonomic environment. Typically the IVC caging system consist of removable caging housed in a steel rack which is connected to a recirculated air blower which is either mounted on the unit, on the wall or on the floor. Refer to specific manufacture specifications for configuration and utility requirements.
A5075 | Dispenser, Soap, Disposable | 1 | VV | Disposable soap dispenser. One-handed dispensing operation. Designed to accommodate disposable soap cartridge and valve.
A5077 | Dispenser, Hand Sanitizer, Hands-Free | 1 | VV | A touch free wall-mounted hand sanitizer dispenser. For use throughout a healthcare facility. Unit does not include the sanitizing liquid. Units are battery operated.
A5082 | Dispenser, Paper Towel, Sensor, Hands Free | 1 | CC | A surface mounted, sensor activated, automatic, roll paper towel dispenser. The unit dispenses a paper towel automatically only when hands are place in position below the dispenser for maximum sanitation and hygiene. May include adjustable settings for sheet length, time delay, and sensor range. Unit is battery operated or with optional AC power adapter.
A5135 | Shelf, Utility W/ Mop/Broom Holders, SS, Surf Mntd | 1 | CC | A surface mounted, satin finish stainless steel, utility shelf with a maximum of 6 mop/broom holders and 5 rag hooks. Utility shelf features: 8" deep shelf; mounting brackets welded to shelf; spring activated rubber cam holders; and drying rod. Unit is available in various widths 30" (minimum, 3 holders and 2 hooks) to 48" (maximum, 6 holders and 5 hooks). For use in janitor closets. Pricing based on a 36" width.
CD026 | Shelving, Surface, Mounted, 8x24 | 1 | VV | A surface mounted, satin finish, stainless steel shelf with a minimum depth of 8". Mounting brackets are welded to shelf. Shelf is available in various widths. For general purpose use in the lab.
P6510 | Sink, Service, SS, Wall Mounted W/ Drainboard | 1 | CC | An 18g Stainless Steel single compartment sink with drain boards and approximate basin dimensions of 18" W x 21" D, for use in laundry or utility areas. Sink includes backsplash and two holes for a wall mounted faucet assembly. The faucet flow rate is 2 GPM, connection is 1/2" NPT. Faucet holes are 8 inches center and spout is 12" in length, swing type.
V0130 | Workbench, Laminar Flow, Mobile, 4 Feet | 1 | VV | Workbench, stay-clean, with laminar flow hood, mounted on casters. Air flow is horizontal positive. Work area dimensions are approximately 46W X 22D. Other sizes available.
7 - SC779 - VMU Large Animal Quarantine Holding Room, R&D | 7 - SC779 - VMU Large Animal Quarantine Holding Room, R&D | 7 - SC779 - VMU Large Animal Quarantine Holding Room, R&D | 7 - SC779 - VMU Large Animal Quarantine Holding Room, R&D | 7 - SC779 - VMU Large Animal Quarantine Holding Room, R&D
JSN | NAME | QTY | ACQ | DESCRIPTION
A5075 | Dispenser, Soap, Disposable | 1 | VV | Disposable soap dispenser. One-handed dispensing operation. Designed to accommodate disposable soap cartridge and valve.
A5077 | Dispenser, Hand Sanitizer, Hands-Free | 1 | VV | A touch free wall-mounted hand sanitizer dispenser. For use throughout a healthcare facility. Unit does not include the sanitizing liquid. Units are battery operated.
A5082 | Dispenser, Paper Towel, Sensor, Hands Free | 1 | CC | A surface mounted, sensor activated, automatic, roll paper towel dispenser. The unit dispenses a paper towel automatically only when hands are place in position below the dispenser for maximum sanitation and hygiene. May include adjustable settings for sheet length, time delay, and sensor range. Unit is battery operated or with optional AC power adapter.
A5135 | Shelf, Utility W/ Mop/Broom Holders, SS, Surf Mntd | 1 | CC | A surface mounted, satin finish stainless steel, utility shelf with a maximum of 6 mop/broom holders and 5 rag hooks. Utility shelf features: 8" deep shelf; mounting brackets welded to shelf; spring activated rubber cam holders; and drying rod. Unit is available in various widths 30" (minimum, 3 holders and 2 hooks) to 48" (maximum, 6 holders and 5 hooks). For use in janitor closets. Pricing based on a 36" width.
CD026 | Shelving, Surface, Mounted, 8x24 | 1 | VV | A surface mounted, satin finish, stainless steel shelf with a minimum depth of 8". Mounting brackets are welded to shelf. Shelf is available in various widths. For general purpose use in the lab.
K3420 | Hose, Retractable, Wall Mounted | 1 | CC | Retractable hose. The hose is wall mounted and has a stainless steel casing. The unit is used for washing and spraying down areas in commercial and institutional food service operations.
M2055 | Shelving, Storage, Wire, CRS, w/Adjustable Shelves | 4 | VV | Stationary, wire, shelving unit. Unit has fully adjustable shelves constructed of stainless steel. For use in general purpose storage areas. Shelving is provided in various sizes and configurations. Price provided is for a unit approximately 74"H x 18"D x 48"W with four shelves.
P2450 | Valve, Mixing, Thermostatic | 1 | CC | Thermostatic mixing valve with washout hose. Used with portable whirlpool equipment. Thermostatic valve is used to maintain temperature between 70 and 110 degree Fahrenheit, with a flow rate of 20 gallons a minute. The washout hose assembly is used to wash out tanks after treatment. Used in physical therapy department to provide comfortable water temperature for patient treatments.
P6510 | Sink, Service, SS, Wall Mounted W/ Drainboard | 1 | CC | An 18g Stainless Steel single compartment sink with drain boards and approximate basin dimensions of 18" W x 21" D, for use in laundry or utility areas. Sink includes backsplash and two holes for a wall mounted faucet assembly. The faucet flow rate is 2 GPM, connection is 1/2" NPT. Faucet holes are 8 inches center and spout is 12" in length, swing type.
V0005 | Cage, Animal, Large | 2 | VV | Large animal cage. Characteristics/components include durable and reinforced fiberglass; a shell that resists stains, scratches and wear; mildew resistant; and a drain with strainer. Cage used to house large animals. Unit price is based on requester requirements.
8 - SC781 - VMU Necropsy Room, R&D | 8 - SC781 - VMU Necropsy Room, R&D | 8 - SC781 - VMU Necropsy Room, R&D | 8 - SC781 - VMU Necropsy Room, R&D | 8 - SC781 - VMU Necropsy Room, R&D
JSN | NAME | QTY | ACQ | DESCRIPTION
A5075 | Dispenser, Soap, Disposable | 1 | VV | Disposable soap dispenser. One-handed dispensing operation. Designed to accommodate disposable soap cartridge and valve.
A5077 | Dispenser, Hand Sanitizer, Hands-Free | 1 | VV | A touch free wall-mounted hand sanitizer dispenser. For use throughout a healthcare facility. Unit does not include the sanitizing liquid. Units are battery operated.
A5082 | Dispenser, Paper Towel, Sensor, Hands Free | 1 | CC | A surface mounted, sensor activated, automatic, roll paper towel dispenser. The unit dispenses a paper towel automatically only when hands are place in position below the dispenser for maximum sanitation and hygiene. May include adjustable settings for sheet length, time delay, and sensor range. Unit is battery operated or with optional AC power adapter.
A5106 | Waste Disposal Unit, Sharps w/Glove Dispenser | 1 | VV | The unit is designed for the disposal of sharps and complies with OSHA guidelines for the handling of sharps. It shall house a 5 quart container and be capable of being mounted on a wall. It shall have a glove dispenser attached. The unit shall be secured by a locked enclosure.
A5145 | Hook, Garment, Double, SS, Surface Mounted | 1 | CC | A surface mounted, satin finish stainless steel, double garment hook. Equipped with a concealed mounting bracket that is secured to a concealed wall plate. For general purpose use throughout the facility to hang various items of apparel.
CD025 | Shelving, Adjustable, Wall Mounted 30 x12 | 4 | VV | Adjustable wall mounted laboratory shelving with metal brackets and wall stands. Can be epoxy, powder coated or stainless steel . Shelf has a minimum depth of 8". Shelves are available in various sizes. For general purpose use.
CME01 | Cabinet, Mobile, Epoxy Top, 3 DR, 30x24x20 | 4 | VV | Steel sitting height mobile storage cabinet with heavy duty locking swivel casters, three drawers with interlock and epoxy top. Load rating of 500 pounds. For general purpose use throughout the facility.
CS200 | Sink, SS, Single Compartment, 12x28x16 ID | 1 | CC | Single compartment stainless steel sink, drop-in, self-rimming, ledge-type, connected with a drain and provided with a mixing faucet. It shall also be provided with pre-punched fixture holes on 4" center, integral back ledge to accommodate deck-mounted fixtures, brushed/polished interior and top surfaces, and sound deadened. Recommended for use in suspended or U/C/B sink cabinets having a high plastic laminate or Chemsurf laminate countertop/work surface. Coordinate actual outside sink dimensions with the actual clear dimension of cabinet specified to ensure that they are compatible. For general purpose use throughout the facility.
CT050 | Countertop, Stainless Steel | 1 | CC | Stainless steel countertop (composition of heavy-gauge Type No. 304 stainless steel) having a smooth satin finish and integral 4" backsplash/curb. Also referred to as a corrosion-resistant steel work surface or work top. Available in various depths. Used in areas where excellent ease of cleaning, abrasion resistance, bacteria resistance, impact resistance, load capacity and moisture resistance, are of concern. Pricing based upon a 24" depth.
CW090 | Cabinet, Floor Standing, 5 SH, 2 GDO, ST, 95"x36" | 1 | CC | Floor standing storage cabinet approximately 95" H x 36" W x 16" D with five adjustable shelves, framed glass hinged doors, and sloping top. Also referred to as a framed glass hinged double door case. For general purpose use throughout the facility.
E0140 | Workstation, Laboratory, Mobile | 2 | VV | Mobile laboratory workstation/cart with 3 adjustable shelves. Flexible configurations available that may include prewired power and gas services, LED task lighting, integral On/Off switch. Work surface options are stainless steel, hardwood, composite resin or high-pressure laminate. Minimum 900 pound load capacity. Can be used as a stand-alone component or integrated into laboratory casework array, and/or general purpose use throughout the facility.
F2010 | Basket, Wastepaper, Step-On | 1 | VV | "Step-on" wastepaper basket with inner liner and foot petal activated flip top.
F3050 | Whiteboard, Dry Erase | 1 | VV | Whiteboard unit, approximately 36" H x 48" W consisting of a white porcelain enamel writing surface with an attached chalk tray. Magnetic surface available. Image can be easily removed with a standard chalkboard eraser. For use with water color pens. Unit is ready to hang.
M7405 | Light, Exam, Ceiling Mounted | 1 | CC | Ceiling exam light. Consists of a lightheaded reflector supported by a ceiling mounted radial arm assembly that provides a wide range of positioning capabilities. Halogen bulbs and an intensity control provide cool, color corrected light. The minimum ceiling height in most cases is 8'-0"; refer to each manufacturer's specific installation requirements. Physical dimensions refer to the retracted light; one length of the dual swing arm around the center mount in width and depth and the combined height of the lamp head and folded arms. Unit may also have a center mount detachable and sterilizable control handle. For use in minor procedure or examination room applications.
P5215 | Recessed, Emergency Shower/ Eye Wash | 1 | CC | Deluge safety shower. This is a complete, maximum protection safety station consisting of an emergency shower and a recessed eye/face wash fixture. Used anywhere exposure to hazardous substances may occur.
R6050 | Freezer, Biological, Chest, -70c, 12 Cubic Feet | 1 | VV | Biological freezer. This is a chest type, 12 cubic feet, ultra-low unit. Characteristics include two hermetically sealed compressors and 5 inches of rigid non-setting urethane foam insulation..
R6200 | Refrigerator, U/C or F/S, 5 Cu Ft | 1 | VV | Utility refrigerator approximately 35" H x 24" W x 26" D. The unit has a two tray ice cube cooling system. The refrigerator fits standard architectural dimensions for undercounter installation. The unit is perfect for use in nurses' station, wards, and laboratories, pharmacies or wherever space is limited.
V0035 | Table, Necropsy, Down Draft | 1 | VV | Tables designed to hold animal cadavers during necropsy and tissue trimming procedures. Available in a range of sizes tailored for specific animals; may include a built-in downdraft ventilation system, integral sink, and/or spray hose assembly.
12 - VMU CAGEWASH AREA | 12 - VMU CAGEWASH AREA | 12 - VMU CAGEWASH AREA | 12 - VMU CAGEWASH AREA | 12 - VMU CAGEWASH AREA
1 - SC791 - VMU Soiled Cage Room, R&D | 1 - SC791 - VMU Soiled Cage Room, R&D | 1 - SC791 - VMU Soiled Cage Room, R&D | 1 - SC791 - VMU Soiled Cage Room, R&D | 1 - SC791 - VMU Soiled Cage Room, R&D
JSN | NAME | QTY | ACQ | DESCRIPTION
A5075 | Dispenser, Soap, Disposable | 1 | VV | Disposable soap dispenser. One-handed dispensing operation. Designed to accommodate disposable soap cartridge and valve.
A5077 | Dispenser, Hand Sanitizer, Hands-Free | 1 | VV | A touch free wall-mounted hand sanitizer dispenser. For use throughout a healthcare facility. Unit does not include the sanitizing liquid. Units are battery operated.
A5082 | Dispenser, Paper Towel, Sensor, Hands Free | 1 | CC | A surface mounted, sensor activated, automatic, roll paper towel dispenser. The unit dispenses a paper towel automatically only when hands are place in position below the dispenser for maximum sanitation and hygiene. May include adjustable settings for sheet length, time delay, and sensor range. Unit is battery operated or with optional AC power adapter.
A5135 | Shelf, Utility W/ Mop/Broom Holders, SS, Surf Mntd | 1 | CC | A surface mounted, satin finish stainless steel, utility shelf with a maximum of 6 mop/broom holders and 5 rag hooks. Utility shelf features: 8" deep shelf; mounting brackets welded to shelf; spring activated rubber cam holders; and drying rod. Unit is available in various widths 30" (minimum, 3 holders and 2 hooks) to 48" (maximum, 6 holders and 5 hooks). For use in janitor closets. Pricing based on a 36" width.
K1850 | Sink, Pot, Double Compartment, w/Drainboards | 1 | CC | Pot washing and scraping counter. This unit has two sink compartments, one for rinse and one for wash, and is constructed of stainless steel. The dimensions should be specified as required. See JSN K2620 for disposers and K9320 for pre-rinse hoses. This unit is used to wash pots in food service operations of hospitals, hotels and restaurants.
K3420 | Hose, Retractable, Wall Mounted | 1 | CC | Retractable hose. The hose is wall mounted and has a stainless steel casing. The unit is used for washing and spraying down areas in commercial and institutional food service operations.
P2450 | Valve, Mixing, Thermostatic | 1 | CC | Thermostatic mixing valve with washout hose. Used with portable whirlpool equipment. Thermostatic valve is used to maintain temperature between 70 and 110 degree Fahrenheit, with a flow rate of 20 gallons a minute. The washout hose assembly is used to wash out tanks after treatment. Used in physical therapy department to provide comfortable water temperature for patient treatments.
P5215 | Recessed, Emergency Shower/ Eye Wash | 1 | CC | Deluge safety shower. This is a complete, maximum protection safety station consisting of an emergency shower and a recessed eye/face wash fixture. Used anywhere exposure to hazardous substances may occur.
V0120 | Station, Clean/Dump, Waste, Portable | 1 | VV | Waste management system for laboratory animals. Constructed of stainless steel with two lower cabinets that are designed to hold kraft bags, autoclavable poly vinyl bag, or disposable container box. Unit includes casters, with two locking.
2 - SC792 - VMU Cagewash Equipment Room, R&D | 2 - SC792 - VMU Cagewash Equipment Room, R&D | 2 - SC792 - VMU Cagewash Equipment Room, R&D | 2 - SC792 - VMU Cagewash Equipment Room, R&D | 2 - SC792 - VMU Cagewash Equipment Room, R&D
JSN | NAME | QTY | ACQ | DESCRIPTION
A5077 | Dispenser, Hand Sanitizer, Hands-Free | 1 | VV | A touch free wall-mounted hand sanitizer dispenser. For use throughout a healthcare facility. Unit does not include the sanitizing liquid. Units are battery operated.
V0055 | Washer/Sanitizer, Cage, Steam | 1 | CC | Cage washer/sanitizer. Characteristics/components include tunnel type; enclosed steam cabinet; type 304 CRS; integral 39 gallon wash and rinse tank; 36 inch wide CRS conveyer belt with speed controller; 3 HP motor-driven pumps for wash and rinse section; automatic controls in CRS switch box; operates on 115 VAC; start-stop buttons in oil-tight switch boxes at each end; thermostatically controlled heaters to provide 160-190 degrees F. wash and rinse water and 180 degrees F. sanitizing water; two vent stacks with automatic dampers; marine light in tunnel; 1 inch NPT hot water (20-60 PSIG) 1 inch NPT steam (10-60 PSIG) 3/4 inch NPT return, 8-12 inch diameter vent and 3 inch NPT drain. Unit is used for washing and processing general purpose cages, cage pans and accessory cage equipment.
V0060 | Washer/Sanitizer, Cage, Large | 1 | CC | Large cage washer/sanitizer. Characteristics/components include enclosed steam cabinet; type 304 CRS; large capacity water tank; 36 inch wide CRS conveyor belt with speed controller; 7 HP pre-wash pump motor; 7 HP pump motor for wash and rinse section; automatic controls in NEMA-12 housing; start-stop buttons in oil-tight switch boxes at each end; thermostatically controlled heaters to provide 110-120 degree F. pre-wash water, 160-170 degree F. wash water and 170-180 degree F. rinsing-sanitizing water; vent stacks with automatic dampers; marine light in tunnel; 1/2 inch NPT cold water (20-50 PSIG), 1-1/4 inch NPT hot water (20-60 PSIG), 1-1/4 inch steam (10-60 PSIG), 3/4 in NPT return, 3 inch NPT drain and 8 inch diameter vent; and capacity of 3,000 cages in 6 hours. Unit is used for processing cages and accessories.
3 - SC793 - VMU Clean Cage Room, R&D | 3 - SC793 - VMU Clean Cage Room, R&D | 3 - SC793 - VMU Clean Cage Room, R&D | 3 - SC793 - VMU Clean Cage Room, R&D | 3 - SC793 - VMU Clean Cage Room, R&D
JSN | NAME | QTY | ACQ | DESCRIPTION
A5075 | Dispenser, Soap, Disposable | 1 | VV | Disposable soap dispenser. One-handed dispensing operation. Designed to accommodate disposable soap cartridge and valve.
A5077 | Dispenser, Hand Sanitizer, Hands-Free | 1 | VV | A touch free wall-mounted hand sanitizer dispenser. For use throughout a healthcare facility. Unit does not include the sanitizing liquid. Units are battery operated.
A5082 | Dispenser, Paper Towel, Sensor, Hands Free | 1 | CC | A surface mounted, sensor activated, automatic, roll paper towel dispenser. The unit dispenses a paper towel automatically only when hands are place in position below the dispenser for maximum sanitation and hygiene. May include adjustable settings for sheet length, time delay, and sensor range. Unit is battery operated or with optional AC power adapter.
A5135 | Shelf, Utility W/ Mop/Broom Holders, SS, Surf Mntd | 1 | CC | A surface mounted, satin finish stainless steel, utility shelf with a maximum of 6 mop/broom holders and 5 rag hooks. Utility shelf features: 8" deep shelf; mounting brackets welded to shelf; spring activated rubber cam holders; and drying rod. Unit is available in various widths 30" (minimum, 3 holders and 2 hooks) to 48" (maximum, 6 holders and 5 hooks). For use in janitor closets. Pricing based on a 36" width.
P5215 | Recessed, Emergency Shower/ Eye Wash | 1 | CC | Deluge safety shower. This is a complete, maximum protection safety station consisting of an emergency shower and a recessed eye/face wash fixture. Used anywhere exposure to hazardous substances may occur.
P6505 | Sink, Service / Laundry, Stainless Steel | 1 | CC | An 18g Stainless Steel single compartment sink without drain boards and approximate basin dimensions of 18" W x 21" D, for use in laundry or utility areas. Sink includes backsplash and two holes for a wall mounted faucet assembly. The faucet flow rate is 2 GPM, connection is 1/2" NPT. Faucet holes are 8 inches center and spout is 12" in length, swing type. See comments.
V0111 | Bedding Dispenser | 1 | VV | Floor standing or mobile unit with five inch swivel casters, cabinet type bedding dispenser with a minimum of five cubic foot capacity. Construction is stainless steel, capable of filling 2-6 rodent cages with chip type free flowing bedding media from a hopper above. Must have internal dust filtration to waste bags below.
V0115 | Filler, Bottle, For Lab Animals | 1 | VV | Filler, bottle, for filling laboratory animals' watering bottle. Includes interchangeable header with nozzle to fill 32 ounce bottles. Header, jets, table and frame fabricated entirely of type 304 stainless steel with brass valve.
4 - SC794 - VMU Sterilizer Equipment Room, R&D | 4 - SC794 - VMU Sterilizer Equipment Room, R&D | 4 - SC794 - VMU Sterilizer Equipment Room, R&D | 4 - SC794 - VMU Sterilizer Equipment Room, R&D | 4 - SC794 - VMU Sterilizer Equipment Room, R&D
JSN | NAME | QTY | ACQ | DESCRIPTION
A5077 | Dispenser, Hand Sanitizer, Hands-Free | 1 | VV | A touch free wall-mounted hand sanitizer dispenser. For use throughout a healthcare facility. Unit does not include the sanitizing liquid. Units are battery operated.
S9810 | Sterilizer,Stm,VAC,1DO,RCSD1WLL,PIT,26x62x42 Cham | 1 | CC | A pit mounted, recessed through one wall, power single door (right or left-hinged, appropriate door configurations to be indicated on equipment elevation drawings), vacuum sterilizer utilizing facility supplied steam. The unit is controlled by a microcomputer that monitors and controls all unit operations and functions and provides both audible and visual indications of deviations. A printer-recorder documents and records each cycle performance. For high-volume sterilization of wrapped dry goods and hard goods in hospitals and laboratories. Pre-vacuum cycle temperature in the range from 110Â°C to 138Â°C (230Â°F to 280Â°F). A gravity and liquid cycle is also provided at temperatures in the range from 100Â°C to 138Â°C (212Â°F to 280Â°F).
5 - SC797 - VMU Cagewash Detergent Storage Room, R&D | 5 - SC797 - VMU Cagewash Detergent Storage Room, R&D | 5 - SC797 - VMU Cagewash Detergent Storage Room, R&D | 5 - SC797 - VMU Cagewash Detergent Storage Room, R&D | 5 - SC797 - VMU Cagewash Detergent Storage Room, R&D
JSN | NAME | QTY | ACQ | DESCRIPTION
A1010 | Telecommunication Outlet | 1 | CC | Telecommunication outlet location.
A1014 | Telephone, Wall Mounted, 1 Line, With Speaker | 1 | VV | Telephone, wall mounted, 1 line, with speaker.
M2055 | Shelving, Storage, Wire, CRS, w/Adjustable Shelves | 2 | VV | Stationary, wire, shelving unit. Unit has fully adjustable shelves constructed of stainless steel. For use in general purpose storage areas. Shelving is provided in various sizes and configurations. Price provided is for a unit approximately 74"H x 18"D x 48"W with four shelves.
13 - VMU SUPPORT AREA | 13 - VMU SUPPORT AREA | 13 - VMU SUPPORT AREA | 13 - VMU SUPPORT AREA | 13 - VMU SUPPORT AREA
1 - SB684 - VMU Loading Dock, Lgstcs Svc | 1 - SB684 - VMU Loading Dock, Lgstcs Svc | 1 - SB684 - VMU Loading Dock, Lgstcs Svc | 1 - SB684 - VMU Loading Dock, Lgstcs Svc | 1 - SB684 - VMU Loading Dock, Lgstcs Svc
JSN | NAME | QTY | ACQ | DESCRIPTION
A1015 | Telephone, Desk, Multiple Line | 1 | VV | Telephone, desk, multiple line.
A6125 | Leveler, Dock | 1 | CC | Unit attaches to the face of the dock for easy installation. It consists of a counterbalance lip that can be extended to rest on the bed of the trailer for loading and unloading of merchandise. When the trailer departs, the lip will automatically retract behind the bumper face. Size will vary depending on the application.
F0275 | Chair, Swivel, High Back | 1 | VV | Highback contemporary swivel chair, 41" high X 23" wide X 23" deep with five (5) caster swivel base and arms. Chair may be used at desks or in conference rooms. Back and seat are foam padded and upholstered with either woven textile fabric or vinyl.
F0420 | Cabinet, Filing, Lateral, Half Height | 1 | VV | Half height two (2) or three (3) drawer lateral filing cabinet, 28" high X 42" wide X 18" deep with recessed handles, locking device and drawer label holders. Drawers are adaptable to either letter or legal size materials.
F0775 | Table, Work, 2 Drawer | 1 | VV | Work table approximately 32" high X 72" wide X 30" deep with two drawers and a hard wood top.
F3200 | Clock, Battery, 12" Diameter | 1 | VV | Clock, 12" diameter. Round surface, easy to read numbers with sweep second hand. Wall mounted unit for use when impractical to install a fully synchronized clock system. Battery operated, (batteries not included).
M2115 | Truck, Hand, 2 Wheel | 1 | VV | 2 wheel hand truck. Double handled with three supportive crossbars for heavy duty use. 800 pound weight capacity with two 8 or 10 inch wheels. For use in the warehouse.
2 - SC801 - VMU Receiving Room, R&D | 2 - SC801 - VMU Receiving Room, R&D | 2 - SC801 - VMU Receiving Room, R&D | 2 - SC801 - VMU Receiving Room, R&D | 2 - SC801 - VMU Receiving Room, R&D
JSN | NAME | QTY | ACQ | DESCRIPTION
A5075 | Dispenser, Soap, Disposable | 1 | VV | Disposable soap dispenser. One-handed dispensing operation. Designed to accommodate disposable soap cartridge and valve.
A5077 | Dispenser, Hand Sanitizer, Hands-Free | 1 | VV | A touch free wall-mounted hand sanitizer dispenser. For use throughout a healthcare facility. Unit does not include the sanitizing liquid. Units are battery operated.
A5082 | Dispenser, Paper Towel, Sensor, Hands Free | 1 | CC | A surface mounted, sensor activated, automatic, roll paper towel dispenser. The unit dispenses a paper towel automatically only when hands are place in position below the dispenser for maximum sanitation and hygiene. May include adjustable settings for sheet length, time delay, and sensor range. Unit is battery operated or with optional AC power adapter.
K0450 | Curtain, Air | 1 | CC | Air curtain. The unit is generally fabricated to size for operation. This unit is used at entrances and docks to prevent cold and humid or dry and hot air from entering through openings which are exposed to weather conditions. The database pricing reflects an unheated air door 6-1/2' wide with a 3" or 6" deep discharge nozzle to cover a standard two-door width entry. Some units run on 120V power; refer to the manufacturer's specifications for the model chosen. Larger width and industrial duty air doors are available.
M2105 | Pallet Lift, Hydraulic, Manual, 48" Pallet | 1 | VV | Hydraulic manual pallet equipped with floor lock and wheels for easy transport. Unit accommodates 48" pallets and is designed to handle all types of lifting tasks.
M2115 | Truck, Hand, 2 Wheel | 1 | VV | 2 wheel hand truck. Double handled with three supportive crossbars for heavy duty use. 800 pound weight capacity with two 8 or 10 inch wheels. For use in the warehouse.
M2120 | Truck, Platform, 4 Wheel | 1 | VV | A 4 wheel platform truck (push cart). Truck has heavy duty platform and is mounted on four 8" diameter casters. The load capacity is 2000-2500 pounds. It is designed for use in the receiving and other material handling areas.
M4025 | Scale, Roll On, Freestanding, 2000 Pound Capacity | 1 | VV | Freestanding roll on scale with a 2000 pound capacity. Unit consists of a heavy duty anodized aluminum or steel platform with powered digital readout. For use in food service or the laundry.
P6505 | Sink, Service / Laundry, Stainless Steel | 1 | CC | An 18g Stainless Steel single compartment sink without drain boards and approximate basin dimensions of 18" W x 21" D, for use in laundry or utility areas. Sink includes backsplash and two holes for a wall mounted faucet assembly. The faucet flow rate is 2 GPM, connection is 1/2" NPT. Faucet holes are 8 inches center and spout is 12" in length, swing type. See comments.
3 - SB522 - VMU Breakdown Room, Lgstcs Svc | 3 - SB522 - VMU Breakdown Room, Lgstcs Svc | 3 - SB522 - VMU Breakdown Room, Lgstcs Svc | 3 - SB522 - VMU Breakdown Room, Lgstcs Svc | 3 - SB522 - VMU Breakdown Room, Lgstcs Svc
JSN | NAME | QTY | ACQ | DESCRIPTION
A1010 | Telecommunication Outlet | 1 | CC | Telecommunication outlet location.
A1015 | Telephone, Desk, Multiple Line | 1 | VV | Telephone, desk, multiple line.
E0078 | Workstation, L-Shaped w/Peninsula, Free Std, 78x72 | 1 | VV | This section will provide a whole work station typical to quickly plan work areas in clinical or administrative spaces. There will be a price decrease if typical work stations are used with vertical hanging strips instead of panels. THIS TYPICAL INCLUDES: 4 standard solid panels; 2 panel connectors, 2-way corner; 1 panel-to-panel connector; 2 finished end hardware; 1 cantilevered work surface; 1 peninsula work surface; 2 lockable flipper units; 2 shelf, storage/display; 2 lights; 1 tack board, 48"W; 1 tool rail, 30"W; 1 paper tray; 1 diagonal tray; 1 adjustable keyboard tray; 1 mobile pedestal, box/file.
F0205 | Chair, Side With Arms | 1 | VV | Upholstered side chair, 32" high X 21" wide X 23" deep with arms, padded seats and padded backs. Seat height is a minimum of 17". Available with or without sled base.
F0275 | Chair, Swivel, High Back | 1 | VV | Highback contemporary swivel chair, 41" high X 23" wide X 23" deep with five (5) caster swivel base and arms. Chair may be used at desks or in conference rooms. Back and seat are foam padded and upholstered with either woven textile fabric or vinyl.
F0420 | Cabinet, Filing, Lateral, Half Height | 1 | VV | Half height two (2) or three (3) drawer lateral filing cabinet, 28" high X 42" wide X 18" deep with recessed handles, locking device and drawer label holders. Drawers are adaptable to either letter or legal size materials.
F0530 | Cart, Trash | 2 | VV | Heavy duty trash cart, approximately 42" high X 74" wide X 34" deep with two (2) solid non-marking rubber roller bearing wheels, one (1) or two (2) swivel casters, 2000 pound capacity and tilt mechanism.
F2016 | Waste Receptacle, 40 GAL | 1 | VV | Rectangular steel waste receptacle with step-on lid and a 40 gallon capacity. The receptacle is used to collect and temporarily store small quantities of paper refuse. Can be used in restrooms, patient areas, laboratories, pharmacies, etc.
F2700 | Reader, Bar Code, Hand Held, With Interface | 1 | VV | Hand held laser bar code reader with computer interface. Used for automated inventory, using bar code stickers / labels. Convenience outlet required at point of use.
F3200 | Clock, Battery, 12" Diameter | 1 | VV | Clock, 12" diameter. Round surface, easy to read numbers with sweep second hand. Wall mounted unit for use when impractical to install a fully synchronized clock system. Battery operated, (batteries not included).
M1801 | Computer, Microprocessing, w/Flat Panel Monitor | 1 | VV | Desk top microprocessing computer. The unit shall consist of a central processing mini tower, flat panel monitor, keyboard, mouse and speakers. The system shall have the following minimum characteristics: a 2.8 GHz Pentium processor; 512 MB memory; 80GB hard drive; 32/48x CD-ROMDVD combo; 1.44MB network interface card; video 32 MB NVIDIA; a 18 inch flat panel monitor. The computer is used throughout the facility to input, manipulate and retrieve information.
M1840 | Printer/Copier/Fax Combination | 1 | VV | Multifunctional printer, fax, scanner and copier (PFC) all-in-one machine.
M2020 | Cabinet, Storage, Safety, Built-In, Vented | 1 | CC | Safety storage cabinet. This unit is of double steel wall construction, with vented grounding attachment, raised leak proof door sill, and adjustable shelving. Equipped with two doors and three-point key lock. The construction meets standards set by OSHA and NFPA Code 30 requirements. Designed for storage of flammable type liquids. The cabinet fits into a laboratory casework configuration and its ventilation ports are in the back to leave the counterspace free. The cabinet requires ventilation ducting and an exhaust fan as part of the HVAC (heating, ventilation and air conditioning) system.
M2130 | Truck, Hydraulic Lift, Electric | 1 | VV | Electric lift truck. Equipped with heavy duty hydraulic system and 12 V battery. For use within enclosed warehouse spaces. Adjustable 25" (approx) long forks. Complete with 10 amp charger. Counterweight must be used to help prevent tipping. NOTE: Not recommended for moving long distances or over uneven surfaces.
M7780 | Scanner, Document | 1 | VV | Scanner for recording printed material in an electronic format. Some models process both color and black-and-white images. Options include automatic paper feeders and transparency adapters. Most models require connection to a microcomputer for independent operation or use as part of a network. Larger models for high use applications which connect directly to a network without passing information through a microcomputer are available.
4 - SB531 - VMU Staging Room, Lgstcs Svc | 4 - SB531 - VMU Staging Room, Lgstcs Svc | 4 - SB531 - VMU Staging Room, Lgstcs Svc | 4 - SB531 - VMU Staging Room, Lgstcs Svc | 4 - SB531 - VMU Staging Room, Lgstcs Svc
JSN | NAME | QTY | ACQ | DESCRIPTION
F2700 | Reader, Bar Code, Hand Held, With Interface | 1 | VV | Hand held laser bar code reader with computer interface. Used for automated inventory, using bar code stickers / labels. Convenience outlet required at point of use.
M1801 | Computer, Microprocessing, w/Flat Panel Monitor | 1 | VV | Desk top microprocessing computer. The unit shall consist of a central processing mini tower, flat panel monitor, keyboard, mouse and speakers. The system shall have the following minimum characteristics: a 2.8 GHz Pentium processor; 512 MB memory; 80GB hard drive; 32/48x CD-ROMDVD combo; 1.44MB network interface card; video 32 MB NVIDIA; a 18 inch flat panel monitor. The computer is used throughout the facility to input, manipulate and retrieve information.
M1803 | Workstation, Computer, Wall Mounted, Adjustable | 1 | VV | A wall mounted computer workstation with height adjustable monitor and keyboard arms. Keyboard and monitor can be stored within 8" to 10" of wall. Fingertip adjustability for keyboard and monitor enable frequent position changes. Unit contains an integrated cable management system to hide wires. A separate wall-mounted CPU holder is included.
5 - SC799 - VMU Animal Food Preparation Room, R&D | 5 - SC799 - VMU Animal Food Preparation Room, R&D | 5 - SC799 - VMU Animal Food Preparation Room, R&D | 5 - SC799 - VMU Animal Food Preparation Room, R&D | 5 - SC799 - VMU Animal Food Preparation Room, R&D
JSN | NAME | QTY | ACQ | DESCRIPTION
A5075 | Dispenser, Soap, Disposable | 1 | VV | Disposable soap dispenser. One-handed dispensing operation. Designed to accommodate disposable soap cartridge and valve.
A5077 | Dispenser, Hand Sanitizer, Hands-Free | 1 | VV | A touch free wall-mounted hand sanitizer dispenser. For use throughout a healthcare facility. Unit does not include the sanitizing liquid. Units are battery operated.
A5082 | Dispenser, Paper Towel, Sensor, Hands Free | 1 | CC | A surface mounted, sensor activated, automatic, roll paper towel dispenser. The unit dispenses a paper towel automatically only when hands are place in position below the dispenser for maximum sanitation and hygiene. May include adjustable settings for sheet length, time delay, and sensor range. Unit is battery operated or with optional AC power adapter.
A5160 | Shelf, 8" Depth, SS, Surface Mounted | 1 | CC | A surface mounted, satin finish, stainless steel shelf with a minimum depth of 8". Mounting brackets are welded to shelf. Shelf is available in various widths. For general purpose use in scrub areas/rooms or other areas of the facility where a SS shelf is required. Pricing based upon a 36" width.
CS040 | Sink, SS, Single Compartment, 7.5x14x14 ID | 1 | CC | Single compartment stainless steel sink, drop-in, self-rimming, ledge-type, connected with a drain and provided with a mixing faucet. It shall also be provided with pre-punched fixture holes on 4" center, integral back ledge to accommodate deck-mounted fixtures, brushed/polished interior and top surfaces, and sound deadened. Recommended for use in suspended or U/C/B sink cabinets having a high plastic laminate or Chemsurf laminate countertop/work surface. Coordinate actual outside sink dimensions with the actual clear dimension of cabinet specified to ensure that they are compatible. For general purpose use throughout the facility.
CT050 | Countertop, Stainless Steel | 1 | CC | Stainless steel countertop (composition of heavy-gauge Type No. 304 stainless steel) having a smooth satin finish and integral 4" backsplash/curb. Also referred to as a corrosion-resistant steel work surface or work top. Available in various depths. Used in areas where excellent ease of cleaning, abrasion resistance, bacteria resistance, impact resistance, load capacity and moisture resistance, are of concern. Pricing based upon a 24" depth.
F2000 | Basket, Wastepaper, Fire Resistant | 1 | VV | Wastepaper basket, fire resistant, approximately 40 quart capacity. This unit is used to collect and temporarily store small quantities of paper refuse in patient rooms, administrative areas and nursing stations. Size and shape varies depending on the application and manufacturer selected.
M2070 | Shelving, Storage, 77hx36wx18d | 2 | VV | Storage shelving unit approximately 77" H X 36" W X 18" D. Corrosion resistant baked enamel, galvanized or stainless steel open unit with adjustable shelves. The closed version is also available. For use in the storage room.
R6070 | Refrigerator/Freezer, Biological, Upright, 18 Cu Ft | 1 | VV | Biological refrigerator with freezer. This unit includes a freezer compartment for general laboratory use. Its independent direct-set temperature controllers allow temperature selection for +2Â° to 14Â°C for the refrigerator, and from -20Â° to -30Â°C for the freezer.
6 - SC806 - VMU Food Storage Room, R&D | 6 - SC806 - VMU Food Storage Room, R&D | 6 - SC806 - VMU Food Storage Room, R&D | 6 - SC806 - VMU Food Storage Room, R&D | 6 - SC806 - VMU Food Storage Room, R&D
JSN | NAME | QTY | ACQ | DESCRIPTION
A1010 | Telecommunication Outlet | 1 | CC | Telecommunication outlet location.
A5077 | Dispenser, Hand Sanitizer, Hands-Free | 1 | VV | A touch free wall-mounted hand sanitizer dispenser. For use throughout a healthcare facility. Unit does not include the sanitizing liquid. Units are battery operated.
M2055 | Shelving, Storage, Wire, CRS, w/Adjustable Shelves | 2 | VV | Stationary, wire, shelving unit. Unit has fully adjustable shelves constructed of stainless steel. For use in general purpose storage areas. Shelving is provided in various sizes and configurations. Price provided is for a unit approximately 74"H x 18"D x 48"W with four shelves.
R8600 | Refrigerator, Prefab, 320 Cubic Feet | 1 | CC | Prefabricated refrigerator, approximately 108x108x108. Unit is an architect planned, custom-sized, walk-in cooler. It has a side or ceiling mounted self-contained and easily serviced refrigeration system. Unit is used for bulk, indoor cold storage in commercial institutions and hospital kitchens. Size and shape may vary depending on site configuration.
7 - SC798 - VMU Bedding Storage Room, R&D | 7 - SC798 - VMU Bedding Storage Room, R&D | 7 - SC798 - VMU Bedding Storage Room, R&D | 7 - SC798 - VMU Bedding Storage Room, R&D | 7 - SC798 - VMU Bedding Storage Room, R&D
JSN | NAME | QTY | ACQ | DESCRIPTION
M2070 | Shelving, Storage, 77hx36wx18d | 4 | VV | Storage shelving unit approximately 77" H X 36" W X 18" D. Corrosion resistant baked enamel, galvanized or stainless steel open unit with adjustable shelves. The closed version is also available. For use in the storage room.
8 - SC803 - VMU General Storage Room, R&D | 8 - SC803 - VMU General Storage Room, R&D | 8 - SC803 - VMU General Storage Room, R&D | 8 - SC803 - VMU General Storage Room, R&D | 8 - SC803 - VMU General Storage Room, R&D
JSN | NAME | QTY | ACQ | DESCRIPTION
A5077 | Dispenser, Hand Sanitizer, Hands-Free | 1 | VV | A touch free wall-mounted hand sanitizer dispenser. For use throughout a healthcare facility. Unit does not include the sanitizing liquid. Units are battery operated.
A6155 | Cage, Security, Heavy Duty | 1 | CC | Modular woven wire security partition with doors creating a secure area or separate zones without blocking light or air. Easy surveillance of protective area. Durable 10 gauge, 1Â½â€ diamond wire woven into a sturdy 1â€ x 1/2â€ x 1/8â€ channel frame. Size and shape of the security room will vary depending on the application. Price is per panel. Separate pricing required for doors, windows, and installation components.
M2055 | Shelving, Storage, Wire, CRS, w/Adjustable Shelves | 4 | VV | Stationary, wire, shelving unit. Unit has fully adjustable shelves constructed of stainless steel. For use in general purpose storage areas. Shelving is provided in various sizes and configurations. Price provided is for a unit approximately 74"H x 18"D x 48"W with four shelves.
9 - SC804 - VMU Carcass Freezer Room, R&D | 9 - SC804 - VMU Carcass Freezer Room, R&D | 9 - SC804 - VMU Carcass Freezer Room, R&D | 9 - SC804 - VMU Carcass Freezer Room, R&D | 9 - SC804 - VMU Carcass Freezer Room, R&D
JSN | NAME | QTY | ACQ | DESCRIPTION
A5077 | Dispenser, Hand Sanitizer, Hands-Free | 1 | VV | A touch free wall-mounted hand sanitizer dispenser. For use throughout a healthcare facility. Unit does not include the sanitizing liquid. Units are battery operated.
A6155 | Cage, Security, Heavy Duty | 1 | CC | Modular woven wire security partition with doors creating a secure area or separate zones without blocking light or air. Easy surveillance of protective area. Durable 10 gauge, 1Â½â€ diamond wire woven into a sturdy 1â€ x 1/2â€ x 1/8â€ channel frame. Size and shape of the security room will vary depending on the application. Price is per panel. Separate pricing required for doors, windows, and installation components.
F0530 | Cart, Trash | 2 | VV | Heavy duty trash cart, approximately 42" high X 74" wide X 34" deep with two (2) solid non-marking rubber roller bearing wheels, one (1) or two (2) swivel casters, 2000 pound capacity and tilt mechanism.
M2055 | Shelving, Storage, Wire, CRS, w/Adjustable Shelves | 4 | VV | Stationary, wire, shelving unit. Unit has fully adjustable shelves constructed of stainless steel. For use in general purpose storage areas. Shelving is provided in various sizes and configurations. Price provided is for a unit approximately 74"H x 18"D x 48"W with four shelves.
M2090 | Shelving, Storage, Warehouse | 3 | VV | Warehouse storage shelving approximately 75 inches high by 36 inches wide by 24 inches deep.
R1800 | Freezer, CRS, Prefabricated -20 F | 1 | CC | Walk-in freezer. This unit is prefabricated, CRS, lightweight, and has finger tip action door, adjustable steel shelves, prefabricated sag-proof floor, sectional construction, paneled electrical connections, thermometer and alarm system. It is used in hospitals or commercial institutions for indoor cold storage. Size and shape may vary due to location requirements.
10 - SC805 - VMU Waste Room, R&D | 10 - SC805 - VMU Waste Room, R&D | 10 - SC805 - VMU Waste Room, R&D | 10 - SC805 - VMU Waste Room, R&D | 10 - SC805 - VMU Waste Room, R&D
JSN | NAME | QTY | ACQ | DESCRIPTION
A1014 | Telephone, Wall Mounted, 1 Line, With Speaker | 1 | VV | Telephone, wall mounted, 1 line, with speaker.
A5077 | Dispenser, Hand Sanitizer, Hands-Free | 1 | VV | A touch free wall-mounted hand sanitizer dispenser. For use throughout a healthcare facility. Unit does not include the sanitizing liquid. Units are battery operated.
F0530 | Cart, Trash | 2 | VV | Heavy duty trash cart, approximately 42" high X 74" wide X 34" deep with two (2) solid non-marking rubber roller bearing wheels, one (1) or two (2) swivel casters, 2000 pound capacity and tilt mechanism.
M2055 | Shelving, Storage, Wire, CRS, w/Adjustable Shelves | 4 | VV | Stationary, wire, shelving unit. Unit has fully adjustable shelves constructed of stainless steel. For use in general purpose storage areas. Shelving is provided in various sizes and configurations. Price provided is for a unit approximately 74"H x 18"D x 48"W with four shelves.
11 - SC802 - VMU Laundry Room, R&D | 11 - SC802 - VMU Laundry Room, R&D | 11 - SC802 - VMU Laundry Room, R&D | 11 - SC802 - VMU Laundry Room, R&D | 11 - SC802 - VMU Laundry Room, R&D
JSN | NAME | QTY | ACQ | DESCRIPTION
A5075 | Dispenser, Soap, Disposable | 1 | VV | Disposable soap dispenser. One-handed dispensing operation. Designed to accommodate disposable soap cartridge and valve.
A5077 | Dispenser, Hand Sanitizer, Hands-Free | 1 | VV | A touch free wall-mounted hand sanitizer dispenser. For use throughout a healthcare facility. Unit does not include the sanitizing liquid. Units are battery operated.
A5082 | Dispenser, Paper Towel, Sensor, Hands Free | 1 | CC | A surface mounted, sensor activated, automatic, roll paper towel dispenser. The unit dispenses a paper towel automatically only when hands are place in position below the dispenser for maximum sanitation and hygiene. May include adjustable settings for sheet length, time delay, and sensor range. Unit is battery operated or with optional AC power adapter.
CT050 | Countertop, Stainless Steel | 6 | CC | Stainless steel countertop (composition of heavy-gauge Type No. 304 stainless steel) having a smooth satin finish and integral 4" backsplash/curb. Also referred to as a corrosion-resistant steel work surface or work top. Available in various depths. Used in areas where excellent ease of cleaning, abrasion resistance, bacteria resistance, impact resistance, load capacity and moisture resistance, are of concern. Pricing based upon a 24" depth.
F2000 | Basket, Wastepaper, Fire Resistant | 1 | VV | Wastepaper basket, fire resistant, approximately 40 quart capacity. This unit is used to collect and temporarily store small quantities of paper refuse in patient rooms, administrative areas and nursing stations. Size and shape varies depending on the application and manufacturer selected.
M2070 | Shelving, Storage, 77hx36wx18d | 2 | VV | Storage shelving unit approximately 77" H X 36" W X 18" D. Corrosion resistant baked enamel, galvanized or stainless steel open unit with adjustable shelves. The closed version is also available. For use in the storage room.
M2325 | Washer/Dryer, Clothes, Stackable | 1 | VV | An automatic, stackable clothes washer/dryer. The unit will have, as a minimum, a 2.5 cu.ft., 8 cycle washer and 5.9 cu.ft. electric dryer and will be stacked one on top of the other.
P6505 | Sink, Service / Laundry, Stainless Steel | 1 | CC | An 18g Stainless Steel single compartment sink without drain boards and approximate basin dimensions of 18" W x 21" D, for use in laundry or utility areas. Sink includes backsplash and two holes for a wall mounted faucet assembly. The faucet flow rate is 2 GPM, connection is 1/2" NPT. Faucet holes are 8 inches center and spout is 12" in length, swing type. See comments.
12 - SB244 - VMU Housekeeping Aides Closet (HAC), Bldg Sprt | 12 - SB244 - VMU Housekeeping Aides Closet (HAC), Bldg Sprt | 12 - SB244 - VMU Housekeeping Aides Closet (HAC), Bldg Sprt | 12 - SB244 - VMU Housekeeping Aides Closet (HAC), Bldg Sprt | 12 - SB244 - VMU Housekeeping Aides Closet (HAC), Bldg Sprt
JSN | NAME | QTY | ACQ | DESCRIPTION
A5075 | Dispenser, Soap, Disposable | 1 | VV | Disposable soap dispenser. One-handed dispensing operation. Designed to accommodate disposable soap cartridge and valve.
A5080 | Dispenser, Paper Towel, SS, Surface Mounted | 1 | CC | A surface mounted, satin finish stainless steel, single-fold, paper towel dispenser. Dispenser features: tumbler lock; front hinged at bottom; and refill indicator slot. Minimum capacity 400 single-fold paper towels. For general purpose use throughout the facility.
A5107 | Dispenser, Glove, Surgical/Examination, Wall Mntd | 1 | VV | Examination three (Small Medium, Large) glove dispenser box for wall mounting. Fabricated of either cold rolled steel with a white baked enamel finish, plastic or acrylic. Hardware not included, Option 3 powder coated steel.
A5135 | Shelf, Utility W/ Mop/Broom Holders, SS, Surf Mntd | 1 | CC | A surface mounted, satin finish stainless steel, utility shelf with a maximum of 6 mop/broom holders and 5 rag hooks. Utility shelf features: 8" deep shelf; mounting brackets welded to shelf; spring activated rubber cam holders; and drying rod. Unit is available in various widths 30" (minimum, 3 holders and 2 hooks) to 48" (maximum, 6 holders and 5 hooks). For use in janitor closets. Pricing based on a 36" width.
F0500 | Cart, Janitor's | 1 | VV | Janitors cart, 38" high X 66" wide X 20" deep with 25 gallon heavy duty collection bag. Accommodations for locking vault and janitorial support items (broom, dust pan, chemicals, mop and mop bucket; not included).
F0505 | Bucket, Mop, With Wringer, 26 Quart | 1 | VV | Mobile mop bucket / wringer combination, approximately 35" H x 17" W x 22" D with four 2" casters. Total capacity is 26 quarts. Unit used for general hard surface floor maintenance.
P2000 | Eyewash, Wall Mounted, Hands-Free | 1 | CC | Wall mounted emergency eye wash station. The flow of water from the unit is activated by hand. Upon initiation of water flow the unit will operate hands free to provide streams of water to clear foreign particles or dilute caustic liquids from the eyes in emergency situations. Used in laboratories and areas of the hospital where employees are subject to foreign bodies or liquid material to the eyes.
P2451 | Valve, Mixing, Thermostatic, Eyewash | 1 | CC | Emergency tempering valve thermostatically mixes hot and cold water to provide a safe fluid supply for a single emergency eye/face wash with a flow rate of 10 gpm (38.8L)
P4700 | Sink, Mop, Molded Stone | 1 | CC | Mop service sink approximately 10"H x 36"W x 24"D. Also called a mop service basin and a mop receptor. Unit is made of molded stone and is a one piece item. It shall include a service faucet hose, hose bracket and mop hanger. Used in utility rooms for cleaning mops and floor cleaning equipment.
14 - VMU STAFF AREA | 14 - VMU STAFF AREA | 14 - VMU STAFF AREA | 14 - VMU STAFF AREA | 14 - VMU STAFF AREA
1 - SS204 - VMU Veterinarian Office, Stff Sprt | 1 - SS204 - VMU Veterinarian Office, Stff Sprt | 1 - SS204 - VMU Veterinarian Office, Stff Sprt | 1 - SS204 - VMU Veterinarian Office, Stff Sprt | 1 - SS204 - VMU Veterinarian Office, Stff Sprt
JSN | NAME | QTY | ACQ | DESCRIPTION
A1010 | Telecommunication Outlet | 2 | CC | Telecommunication outlet location.
A1015 | Telephone, Desk, Multiple Line | 1 | VV | Telephone, desk, multiple line.
A5145 | Hook, Garment, Double, SS, Surface Mounted | 1 | CC | A surface mounted, satin finish stainless steel, double garment hook. Equipped with a concealed mounting bracket that is secured to a concealed wall plate. For general purpose use throughout the facility to hang various items of apparel.
E0078 | Workstation, L-Shaped w/Peninsula, Free Std, 78x72 | 1 | VV | This section will provide a whole work station typical to quickly plan work areas in clinical or administrative spaces. There will be a price decrease if typical work stations are used with vertical hanging strips instead of panels. THIS TYPICAL INCLUDES: 4 standard solid panels; 2 panel connectors, 2-way corner; 1 panel-to-panel connector; 2 finished end hardware; 1 cantilevered work surface; 1 peninsula work surface; 2 lockable flipper units; 2 shelf, storage/display; 2 lights; 1 tack board, 48"W; 1 tool rail, 30"W; 1 paper tray; 1 diagonal tray; 1 adjustable keyboard tray; 1 mobile pedestal, box/file.
F0110 | Bookcase, 3 Shelf | 1 | VV | Freestanding open metal shelf book case, approximately 60" high X 36" wide X 18" deep with three (3) adjustable shelves and four (4) non-marking floor glides.
F0205 | Chair, Side With Arms | 2 | VV | Upholstered side chair, 32" high X 21" wide X 23" deep with arms, padded seats and padded backs. Seat height is a minimum of 17". Available with or without sled base.
F0275 | Chair, Swivel, High Back | 1 | VV | Highback contemporary swivel chair, 41" high X 23" wide X 23" deep with five (5) caster swivel base and arms. Chair may be used at desks or in conference rooms. Back and seat are foam padded and upholstered with either woven textile fabric or vinyl.
F0420 | Cabinet, Filing, Lateral, Half Height | 1 | VV | Half height two (2) or three (3) drawer lateral filing cabinet, 28" high X 42" wide X 18" deep with recessed handles, locking device and drawer label holders. Drawers are adaptable to either letter or legal size materials.
F2000 | Basket, Wastepaper, Fire Resistant | 1 | VV | Wastepaper basket, fire resistant, approximately 40 quart capacity. This unit is used to collect and temporarily store small quantities of paper refuse in patient rooms, administrative areas and nursing stations. Size and shape varies depending on the application and manufacturer selected.
F3200 | Clock, Battery, 12" Diameter | 1 | VV | Clock, 12" diameter. Round surface, easy to read numbers with sweep second hand. Wall mounted unit for use when impractical to install a fully synchronized clock system. Battery operated, (batteries not included).
M1801 | Computer, Microprocessing, w/Flat Panel Monitor | 1 | VV | Desk top microprocessing computer. The unit shall consist of a central processing mini tower, flat panel monitor, keyboard, mouse and speakers. The system shall have the following minimum characteristics: a 2.8 GHz Pentium processor; 512 MB memory; 80GB hard drive; 32/48x CD-ROMDVD combo; 1.44MB network interface card; video 32 MB NVIDIA; a 18 inch flat panel monitor. The computer is used throughout the facility to input, manipulate and retrieve information.
2 - SS205 - VMU Supervisor Office, Stff Sprt | 2 - SS205 - VMU Supervisor Office, Stff Sprt | 2 - SS205 - VMU Supervisor Office, Stff Sprt | 2 - SS205 - VMU Supervisor Office, Stff Sprt | 2 - SS205 - VMU Supervisor Office, Stff Sprt
JSN | NAME | QTY | ACQ | DESCRIPTION
A1015 | Telephone, Desk, Multiple Line | 1 | VV | Telephone, desk, multiple line.
E0123 | Workstation, Straight, Free Standing, 72" W | 1 | VV | This JSN will provide a whole work station typical to quickly plan work in areas in clinical or administrative spaces. There will be a price decrease if typical work stations are used with vertical hanging strips instead of panels. THIS TYPICAL INCLUDES: 4 Standard Solid Panels 2 Panel Connectors, 2-Way Corner 1 Panel-to-Panel Connector 2 Finished End Hardware 1 Cantilevered, Work Surface 2 Lockable Flipper Units 2 Shelf, Storage/Displays 2 Lights 1 Tack board 1 Tool Rail 1 Paper Tray 1 Diagonal Tray 1 Adjustable Keyboard Tray 1 Mobile Pedestal, Box/File
F0275 | Chair, Swivel, High Back | 1 | VV | Highback contemporary swivel chair, 41" high X 23" wide X 23" deep with five (5) caster swivel base and arms. Chair may be used at desks or in conference rooms. Back and seat are foam padded and upholstered with either woven textile fabric or vinyl.
F0420 | Cabinet, Filing, Lateral, Half Height | 1 | VV | Half height two (2) or three (3) drawer lateral filing cabinet, 28" high X 42" wide X 18" deep with recessed handles, locking device and drawer label holders. Drawers are adaptable to either letter or legal size materials.
F2000 | Basket, Wastepaper, Fire Resistant | 1 | VV | Wastepaper basket, fire resistant, approximately 40 quart capacity. This unit is used to collect and temporarily store small quantities of paper refuse in patient rooms, administrative areas and nursing stations. Size and shape varies depending on the application and manufacturer selected.
M1801 | Computer, Microprocessing, w/Flat Panel Monitor | 1 | VV | Desk top microprocessing computer. The unit shall consist of a central processing mini tower, flat panel monitor, keyboard, mouse and speakers. The system shall have the following minimum characteristics: a 2.8 GHz Pentium processor; 512 MB memory; 80GB hard drive; 32/48x CD-ROMDVD combo; 1.44MB network interface card; video 32 MB NVIDIA; a 18 inch flat panel monitor. The computer is used throughout the facility to input, manipulate and retrieve information.
3 - SS218 - VMU Veterinary Research Associate Workstation, Stff Sprt | 3 - SS218 - VMU Veterinary Research Associate Workstation, Stff Sprt | 3 - SS218 - VMU Veterinary Research Associate Workstation, Stff Sprt | 3 - SS218 - VMU Veterinary Research Associate Workstation, Stff Sprt | 3 - SS218 - VMU Veterinary Research Associate Workstation, Stff Sprt
JSN | NAME | QTY | ACQ | DESCRIPTION
A1010 | Telecommunication Outlet | 2 | CC | Telecommunication outlet location.
A1015 | Telephone, Desk, Multiple Line | 1 | VV | Telephone, desk, multiple line.
E0120 | Workstation, Straight, Free Standing, 60" W | 1 | VV | This JSN will provide a whole work station typical to quickly plan work areas in clinical or administrative spaces. There will be a price decrease if typical work stations are used with vertical hanging strips instead of panels. THIS TYPICAL INCLUDES: 3 Standard Solid Panels 1 Panel - to Panel Connector 1 Panel Connector, 2-Way Corner 2 Finished End Hardware 1 Cantilevered, Work Surface 2 Lockable Flipper Units 2 Lights 1 Tack board 1 Tool Rail 1 Paper Tray 1 Diagonal Tray 1 Adjustable Keyboard Tray 1 Mobile Pedestal, Box/File 1 Support Panel
F0275 | Chair, Swivel, High Back | 1 | VV | Highback contemporary swivel chair, 41" high X 23" wide X 23" deep with five (5) caster swivel base and arms. Chair may be used at desks or in conference rooms. Back and seat are foam padded and upholstered with either woven textile fabric or vinyl.
F0420 | Cabinet, Filing, Lateral, Half Height | 1 | VV | Half height two (2) or three (3) drawer lateral filing cabinet, 28" high X 42" wide X 18" deep with recessed handles, locking device and drawer label holders. Drawers are adaptable to either letter or legal size materials.
F2000 | Basket, Wastepaper, Fire Resistant | 1 | VV | Wastepaper basket, fire resistant, approximately 40 quart capacity. This unit is used to collect and temporarily store small quantities of paper refuse in patient rooms, administrative areas and nursing stations. Size and shape varies depending on the application and manufacturer selected.
M1801 | Computer, Microprocessing, w/Flat Panel Monitor | 1 | VV | Desk top microprocessing computer. The unit shall consist of a central processing mini tower, flat panel monitor, keyboard, mouse and speakers. The system shall have the following minimum characteristics: a 2.8 GHz Pentium processor; 512 MB memory; 80GB hard drive; 32/48x CD-ROMDVD combo; 1.44MB network interface card; video 32 MB NVIDIA; a 18 inch flat panel monitor. The computer is used throughout the facility to input, manipulate and retrieve information.
4 - SS285 - VMU Huddle Room, Stff Sprt | 4 - SS285 - VMU Huddle Room, Stff Sprt | 4 - SS285 - VMU Huddle Room, Stff Sprt | 4 - SS285 - VMU Huddle Room, Stff Sprt | 4 - SS285 - VMU Huddle Room, Stff Sprt
JSN | NAME | QTY | ACQ | DESCRIPTION
A1010 | Telecommunication Outlet | 2 | CC | Telecommunication outlet location.
A1020 | Telephone, Conferencing System | 1 | VV | A tabletop telephone conferencing system typically found in a conference room. Features and accessories include 12-key telephone keypad, multiple conferencing navigation keys, console microphones, dynamic noise reduction, LCD display, caller ID and console loudspeaker.
A5212 | Bracket, Television, Wall-Mounted, Tilt/Angle | 1 | VV | A wall mounted, tilt/angled TV bracket for 37" to 80" TVs. Mount will be a universal and VESA compliant unit with a load capacity of up to 130 lbs.
A5220 | Bracket, Television, Wall Backing | 1 | CC | Wall mounted television bracket backing which provides additional support and strength for the installation of the television bracket. Option available for interior or exterior plate and sized for 12â€ 16â€ or 24â€ stud spacing.
F0225 | Chair, Dining Room | 4 | VV | Dining room chair with glides. Chair has straight legs with cushioned cloth or vinyl seat.
F0795 | Table, Dining | 1 | VV | Dining table. Round 42" diameter or square 42" X 42". Used in dining facilities and can comfortably seat up to four (4) persons.
M0507 | Video Teleconferencing System | 1 | VV | Shall be a video conferencing unit consisting of a camera, microphone, video/audio compression components, a component cart and a 32 inch monitor. It shall provide live audio-visual conferencing capabilities to dispersed geographic sites.
M0512 | Television, HDTV, Large Screen, 60" | 1 | VV | A high definition (HDTV) multimedia, slim design, 60"W to 65"W color television. The TV will have a 16.9 wide screen aspect ratio with full HD 1080p resolution and HDMI connections. TV may be LED, Plasma or LCD. TV will include a stand.
5 - SS268 - VMU Copy / Supply Room, Stff Sprt | 5 - SS268 - VMU Copy / Supply Room, Stff Sprt | 5 - SS268 - VMU Copy / Supply Room, Stff Sprt | 5 - SS268 - VMU Copy / Supply Room, Stff Sprt | 5 - SS268 - VMU Copy / Supply Room, Stff Sprt
JSN | NAME | QTY | ACQ | DESCRIPTION
A1011 | Telephone, Desk, 1 Line | 1 | VV | Telephone, desk, 1 line.
C04F0 | Cabinet, U/C/B, 1 Shelf, 2 Half DR, 2 DO, 36x36x22 | 1 | CC | Standing height under counter base cabinet with an adjustable shelf and two half width drawers above solid hinged doors. Also referred to as a combination cabinet or a drawer and cupboard cabinet. For general purpose use throughout the facility.
CT020 | Countertop, Solid Surface | 1 | CC | A solid, nonporous countertop with a smooth seamless appearance. Easy to clean and maintain and with proper cleaning does not support the growth of mold. An acrylic-based solid surface product. Standard thickness of 1", and a 4" butt backsplash/curb. Also referred to as a work surface or work top. Available in a choice of colors and depths. Used in lab and other hospital areas requiring optimum physical and chemical resisting properties.
F2000 | Basket, Wastepaper, Fire Resistant | 1 | VV | Wastepaper basket, fire resistant, approximately 40 quart capacity. This unit is used to collect and temporarily store small quantities of paper refuse in patient rooms, administrative areas and nursing stations. Size and shape varies depending on the application and manufacturer selected.
F2550 | Shredder, Paper Heavy Duty | 1 | VV | Shredder shall be able to process a minimum of 25 sheets of paper per pass at a minimum rate of 20 feet per minute. The unit shall have a 16 inch throat to accept paper. Paper shall be shredded into 1/4 inch strips.
M1810 | Copier, Floor Standing, Digital | 1 | VV | Floor standing copier. Unit features automatic paper size selection, automatic document feeder and sorter. The system also has zoom capabilities and automatic two-sided copying. For use where medium volume reproduction is required in the range of 30 to 40 copies per minute.
6 - SS262 - VMU Staff Breakroom, Stff Sprt | 6 - SS262 - VMU Staff Breakroom, Stff Sprt | 6 - SS262 - VMU Staff Breakroom, Stff Sprt | 6 - SS262 - VMU Staff Breakroom, Stff Sprt | 6 - SS262 - VMU Staff Breakroom, Stff Sprt
JSN | NAME | QTY | ACQ | DESCRIPTION
A1010 | Telecommunication Outlet | 1 | CC | Telecommunication outlet location.
A1012 | Telephone, Wall Mounted, 1 Line | 1 | VV | Telephone, wall mounted, 1 line.
A1080 | Mirror, Posture, Wall Mounted | 1 | CC | Wall mounted posture mirror. Consists of a 1/4" plate glass in a sturdy corrosion resistant frame with water proof back. For educational and therapy programs.
A5075 | Dispenser, Soap, Disposable | 1 | VV | Disposable soap dispenser. One-handed dispensing operation. Designed to accommodate disposable soap cartridge and valve.
A5080 | Dispenser, Paper Towel, SS, Surface Mounted | 1 | CC | A surface mounted, satin finish stainless steel, single-fold, paper towel dispenser. Dispenser features: tumbler lock; front hinged at bottom; and refill indicator slot. Minimum capacity 400 single-fold paper towels. For general purpose use throughout the facility.
A5145 | Hook, Garment, Double, SS, Surface Mounted | 1 | CC | A surface mounted, satin finish stainless steel, double garment hook. Equipped with a concealed mounting bracket that is secured to a concealed wall plate. For general purpose use throughout the facility to hang various items of apparel.
A5210 | Bracket, Television, Wall Mounted, w/Adjust Arm | 1 | VV | Wall mounted television bracket with adjustable arm. Consists of movable arm with minimum 120 degree swivel. Designed for holding wall mounted, flat panel television units in patient rooms.
A5220 | Bracket, Television, Wall Backing | 1 | CC | Wall mounted television bracket backing which provides additional support and strength for the installation of the television bracket. Option available for interior or exterior plate and sized for 12â€ 16â€ or 24â€ stud spacing.
C02C0 | Cabinet, U/C/B, 1 Shelf, 1 Drawer, 1 DO, 36x24x22 | 1 | CC | Standing height under counter base cabinet with an adjustable shelf and a full width drawer above a solid right or left-hinged door (appropriate door hinge configuration to be indicated on equipment elevation drawings). Also referred to as a combination cabinet or a drawer and cupboard cabinet. For general purpose use throughout the facility.
C02D0 | Cabinet, U/C/B, 4 Drawer, 36x24x22 | 1 | CC | Standing height under counter base cabinet with four full width drawers of equal height. Also referred to as a drawer cabinet. For general purpose use throughout the facility.
C04P0 | Cabinet, Sink, U/C/B, 2 Door, 36x36x22 | 1 | CC | Standing height under counter base sink cabinet with solid hinged doors. Also referred to as a double-door sink cabinet. For general purpose use throughout the facility where a sink is to be used. Coordinate actual clear cabinet dimension with the actual outside dimension of sink that is specified to ensure that they are compatible.
CB020 | Cabinet, W/H, 2 Shelf, 1 DO, Sloping Top, 38x24x13 | 2 | CC | Wall hung cabinet with two adjustable shelves, solid right or left-hinged door (appropriate door hinge configuration to be indicated on equipment elevation drawings), and sloping top. Also referred to as a solid hinged single door case. For general purpose use throughout the facility.
CS010 | Sink, SS, Single Compartment, 7.5x12x12 ID | 1 | CC | Single compartment stainless steel sink, drop-in, self-rimming, ledge-type, connected with a drain and provided with a mixing faucet. It shall also be provided with pre-punched fixture holes on 4" center, integral back ledge to accommodate deck-mounted fixtures, brushed/polished interior and top surfaces, and sound deadened. Recommended for use in suspended or U/C/B sink cabinets having a high plastic laminate or Chemsurf laminate countertop/work surface. For general purpose use throughout the facility.
CT020 | Countertop, Solid Surface | 7 | CC | A solid, nonporous countertop with a smooth seamless appearance. Easy to clean and maintain and with proper cleaning does not support the growth of mold. An acrylic-based solid surface product. Standard thickness of 1", and a 4" butt backsplash/curb. Also referred to as a work surface or work top. Available in a choice of colors and depths. Used in lab and other hospital areas requiring optimum physical and chemical resisting properties.
F0225 | Chair, Dining Room | 4 | VV | Dining room chair with glides. Chair has straight legs with cushioned cloth or vinyl seat.
F0795 | Table, Dining | 1 | VV | Dining table. Round 42" diameter or square 42" X 42". Used in dining facilities and can comfortably seat up to four (4) persons.
F2015 | Basket, Wastepaper, Metal/Plastic,2 Swinging Doors | 1 | VV | Metal receptacle for soiled / used towels or waste. Equipped with a removable tapered top with two independently operating self-closing, spring hinged doors. Used in public facilities for the collection and temporary storage of refuse.
F3065 | Whiteboard/Bulletin Board, Combination | 1 | VV | A combination whiteboard and bulletin board, half LCS and half cork. Available with either aluminum or wood frame. It can be used in patient rooms or in any appropriate space in the facility.
F3200 | Clock, Battery, 12" Diameter | 1 | VV | Clock, 12" diameter. Round surface, easy to read numbers with sweep second hand. Wall mounted unit for use when impractical to install a fully synchronized clock system. Battery operated, (batteries not included).
K1552 | Brewer, Coffee, Auto, Elect, 3 Burner, Front/Back | 1 | VV | Space saving front to back automatic coffee maker. This unit includes a heating tank, connection for a cold water supply, decanter service with three burners, funnel and a water flow controller. The unit is used for semi-automatic coffee brewing in cafeterias and commercial institutions. The unit automatically shuts off the water flow when enough has passed through to fill the pot. The unit is normally provided plumbed with a hot water faucet to the side for making other hot drinks (tea, cider, cocoa, etc.). The database height dimension does not include the clearance for coffee decanters warming on the upper burners.
K4665 | Oven, Microwave, Consumer | 1 | VV | Counter mounted microwave oven for average duty use. The exterior cabinet can be metal or heavy duty impact resistant plastic. The oven delivers instant energy for rapid heating, defrosting or prime cooking. The oven has touch pad controls, digital timer, power level selector and preprogrammed selectors for commonly cooked items. This oven is commonly found in staff lounges.
M0515 | Television, HD, 40" Class | 1 | VV | High definition (HDTV) multimedia flat panel LED 40" class display television. The TV will have a 16:9 wide screen aspect ratio, minimum of 1920 x 1080 display resolution, digital tuner, minimum refresh rate of 60Hz, minimum of two HDMI ports and 1 USB port ENERGY STAR certified.
R7250 | Refrigerator/Freezer, 20 Cubic Feet | 1 | VV | Refrigerator/freezer unit. This type unit includes a food saver system that helps keep food fresher. It also includes roll out wheels and is equipped for an optional automatic icemaker. This unit is of commercial or residential design and use.
7 - SS232 - VMU Female Staff Locker Room, Stff Sprt | 7 - SS232 - VMU Female Staff Locker Room, Stff Sprt | 7 - SS232 - VMU Female Staff Locker Room, Stff Sprt | 7 - SS232 - VMU Female Staff Locker Room, Stff Sprt | 7 - SS232 - VMU Female Staff Locker Room, Stff Sprt
JSN | NAME | QTY | ACQ | DESCRIPTION
A1010 | Telecommunication Outlet | 1 | CC | Telecommunication outlet location.
A1012 | Telephone, Wall Mounted, 1 Line | 1 | VV | Telephone, wall mounted, 1 line.
A1040 | Locker, 2 Person, Side by Side, 72x15x18 | 8 | VV | Two person side by side locker. Steel unit. It consists of side by side compartments for hanging clothes and over/under compartments for hats, etc. Used for personal belongings storage.
A1080 | Mirror, Posture, Wall Mounted | 1 | CC | Wall mounted posture mirror. Consists of a 1/4" plate glass in a sturdy corrosion resistant frame with water proof back. For educational and therapy programs.
A5020 | Bench, Locker Room, Floor Mounted | 1 | CC | Locker room bench. Floor mounting -1-1/4" thick. Benches are sanded smooth with two coats of moisture-resistant sealer to ensure a protective, satin gloss surface, and mounted on strong steel pedestal anchored to the floor. Over all height of 18" includes pedestal. Size as required.
F2000 | Basket, Wastepaper, Fire Resistant | 1 | VV | Wastepaper basket, fire resistant, approximately 40 quart capacity. This unit is used to collect and temporarily store small quantities of paper refuse in patient rooms, administrative areas and nursing stations. Size and shape varies depending on the application and manufacturer selected.
F3200 | Clock, Battery, 12" Diameter | 1 | VV | Clock, 12" diameter. Round surface, easy to read numbers with sweep second hand. Wall mounted unit for use when impractical to install a fully synchronized clock system. Battery operated, (batteries not included).
8 - SB202 - VMU Female Staff Toilet, Bldg Sprt | 8 - SB202 - VMU Female Staff Toilet, Bldg Sprt | 8 - SB202 - VMU Female Staff Toilet, Bldg Sprt | 8 - SB202 - VMU Female Staff Toilet, Bldg Sprt | 8 - SB202 - VMU Female Staff Toilet, Bldg Sprt
JSN | NAME | QTY | ACQ | DESCRIPTION
A1067 | Mirror, Float Glass, ADA Accessible | 1 | CC | A high quality 1/4" polished float glass mirror with a stainless steel frame. Frame holds mirror in a tilted position for accessibility and compliance with ADA requirements. Mirror has a galvanized steel back secured to frame with concealed screws with integral horizontal hanging brackets. Mirror shall be approximately 18" wide and 36" high. Other sizes are available.
A4995 | Table, Diaper Changing, Wall Mounted | 1 | CC | Wall mounted diaper changing table for use in public restrooms. Unit is a fold down system that folds upward when not in use for minimal intrusion into the room. Changing surface is contoured and has safety belt to insure that an infant will not fall from the table. Table is designed to hold no less than 250 pounds static weight. Closed dimensions are approximately 21" H x 36" W x 5" D. Open dimensions vary according to style. One system's open dimensions are 15 " high, 32" wide and 19" deep.
A5075 | Dispenser, Soap, Disposable | 1 | VV | Disposable soap dispenser. One-handed dispensing operation. Designed to accommodate disposable soap cartridge and valve.
A5082 | Dispenser, Paper Towel, Sensor, Hands Free | 1 | CC | A surface mounted, sensor activated, automatic, roll paper towel dispenser. The unit dispenses a paper towel automatically only when hands are place in position below the dispenser for maximum sanitation and hygiene. May include adjustable settings for sheet length, time delay, and sensor range. Unit is battery operated or with optional AC power adapter.
A5090 | Disposal, Sanitary Napkin, SS, Surface Mounted | 1 | CC | A surface mounted, satin finish stainless steel, sanitary napkin disposal. Disposal features a flip-up cover, secured to the container by a heavy duty stainless steel piano-hinge. Disposal may be secured to wall or toilet partition. For general purpose use in female toilet stalls or rooms and uni-sex toilet rooms.
A5109 | Grab Bar, ABA Compliant, SS, 2-Wall, W/C Accessible | 1 | CC | 2-wall toilet stall/room grab bar with concealed mounting flanges and a satin finish stainless steel peened gripping surface.. Snap over flanges are provided to conceal mounting screws. A selection of mounting kits and concealed anchor devices are available from the manufacturers for different types of installations. Grab bar shall comply with all barrier-free accessibility guidelines for design, sizing, positioning, installation, and structural strength. For typical water closet applications in toilet stalls and rooms where Architectural Barriers Act grab bar requirements must be met.
A5145 | Hook, Garment, Double, SS, Surface Mounted | 1 | CC | A surface mounted, satin finish stainless steel, double garment hook. Equipped with a concealed mounting bracket that is secured to a concealed wall plate. For general purpose use throughout the facility to hang various items of apparel.
A5200 | Dispenser, Toilet Tissue, SS, 2-Roll, Surface Mntd | 1 | CC | A concealed surface mounted, double roll, satin finish stainless steel, toilet tissue dispenser. Unit accommodates two standard-core toilet tissue rolls through 5" in diameter. Spindles are chrome plated plastic with a heavy-duty internal spring and turn freely for non-controlled delivery. For general purpose use in restrooms.
CT025 | Countertop, Solid Surface with Sink Combination | 1 | CC | A solid, nonporous countertop approximately 36"W x 22"D with a undercounter sink combination. The countertop is an acrylic-based solid surface product with a standard thickness of 1", and a 4" butt backsplash/curb. Surfaces will be easy to clean and maintain. Also referred to as a work surface or work top with sink. Available in a choice of colors, depths and sink shapes. Used for various applications in patient rooms, restrooms and throughout the facility. Usually a part of a casework interior design program. Unit does not include the drain and faucet.
F2015 | Basket, Wastepaper, Metal/Plastic,2 Swinging Doors | 1 | VV | Metal receptacle for soiled / used towels or waste. Equipped with a removable tapered top with two independently operating self-closing, spring hinged doors. Used in public facilities for the collection and temporary storage of refuse.
P9050 | Toilet, Wall Hung, Siphon Jet | 1 | CC | Siphon jet water closet/ toilet. This unit is wall hung with an elongated bowl, top spud flushometer, seat with open front and check hinge, and carrier. Used in restrooms throughout the health care facility.
9 - SB173 - VMU Female Staff Shower, Bldg Sprt | 9 - SB173 - VMU Female Staff Shower, Bldg Sprt | 9 - SB173 - VMU Female Staff Shower, Bldg Sprt | 9 - SB173 - VMU Female Staff Shower, Bldg Sprt | 9 - SB173 - VMU Female Staff Shower, Bldg Sprt
JSN | NAME | QTY | ACQ | DESCRIPTION
A5030 | Bench, Stall, Shower, Built In | 1 | CC | Shower bench; built-in. Eighteen (18) gauge stainless steel frame with anchors built-in into the wall. Size and shape as required.
A5075 | Dispenser, Soap, Disposable | 1 | VV | Disposable soap dispenser. One-handed dispensing operation. Designed to accommodate disposable soap cartridge and valve.
A5109 | Grab Bar, ABA Compliant, SS, 2-Wall, W/C Accessible | 1 | CC | 2-wall toilet stall/room grab bar with concealed mounting flanges and a satin finish stainless steel peened gripping surface.. Snap over flanges are provided to conceal mounting screws. A selection of mounting kits and concealed anchor devices are available from the manufacturers for different types of installations. Grab bar shall comply with all barrier-free accessibility guidelines for design, sizing, positioning, installation, and structural strength. For typical water closet applications in toilet stalls and rooms where Architectural Barriers Act grab bar requirements must be met.
A5110 | Grab Bar, 1-1/4" Dia., SS, 2 Wall, Shower Use | 1 | CC | A 1-1/4" diameter, satin finish stainless steel, peened gripping surface, 2 wall shower, grab bar with concealed mounting flanges. Snap over flanges are provided to conceal mounting screws. A selection of mounting kits and concealed anchor devices are available from the manufacturers for different types of installations. Grab bar shall comply with barrier-free accessibility guidelines for structural strength. For typical applications in shower stalls where ADA (American's With Disabilities Act) requirements must be met.
A5145 | Hook, Garment, Double, SS, Surface Mounted | 1 | CC | A surface mounted, satin finish stainless steel, double garment hook. Equipped with a concealed mounting bracket that is secured to a concealed wall plate. For general purpose use throughout the facility to hang various items of apparel.
A5170 | Rod, Shower Curtain, 1"Diameter, W/Curtain & Hooks | 1 | CC | A concealed mounted, 1" outside diameter, satin finish stainless steel, shower curtain rod with white vinyl shower curtain (72" H) and SS shower curtain hooks. Rod and curtain available in various widths. For general purpose use at shower stall or bathtub locations. Pricing based upon standard shower stall dimensions of 36" x 36" and a standard curtain height of 72".
A5205 | Bar, Towel, 1" Diameter, SS, Surface Mounted | 1 | CC | A surface mounted, satin finish stainless steel, 1" diameter, towel bar. Support posts and flanges are one piece, chrome-plated, cast heavy brass with satin finish. Towel bar shall not rotate within support posts. Available in 18", 24" and 30" widths. For general purpose use in shower or bathtub rooms. Pricing based upon a suggested standard width of 18".
P5040 | Shower, Single, Hand-Held | 1 | CC | A complete, barrier-free, single hand-held, personal shower system. The shower system includes: pressure balanced mixing valve with high temperature limit stop; personal hand shower; shower hose; wall supply; and slide bar. For general purpose use throughout the facility in shower stalls.
10 - SS241 - VMU Male Staff Locker Room, Stff Sprt | 10 - SS241 - VMU Male Staff Locker Room, Stff Sprt | 10 - SS241 - VMU Male Staff Locker Room, Stff Sprt | 10 - SS241 - VMU Male Staff Locker Room, Stff Sprt | 10 - SS241 - VMU Male Staff Locker Room, Stff Sprt
JSN | NAME | QTY | ACQ | DESCRIPTION
A1010 | Telecommunication Outlet | 1 | CC | Telecommunication outlet location.
A1012 | Telephone, Wall Mounted, 1 Line | 1 | VV | Telephone, wall mounted, 1 line.
A1040 | Locker, 2 Person, Side by Side, 72x15x18 | 8 | VV | Two person side by side locker. Steel unit. It consists of side by side compartments for hanging clothes and over/under compartments for hats, etc. Used for personal belongings storage.
A1080 | Mirror, Posture, Wall Mounted | 1 | CC | Wall mounted posture mirror. Consists of a 1/4" plate glass in a sturdy corrosion resistant frame with water proof back. For educational and therapy programs.
A5020 | Bench, Locker Room, Floor Mounted | 1 | CC | Locker room bench. Floor mounting -1-1/4" thick. Benches are sanded smooth with two coats of moisture-resistant sealer to ensure a protective, satin gloss surface, and mounted on strong steel pedestal anchored to the floor. Over all height of 18" includes pedestal. Size as required.
F2000 | Basket, Wastepaper, Fire Resistant | 1 | VV | Wastepaper basket, fire resistant, approximately 40 quart capacity. This unit is used to collect and temporarily store small quantities of paper refuse in patient rooms, administrative areas and nursing stations. Size and shape varies depending on the application and manufacturer selected.
F3200 | Clock, Battery, 12" Diameter | 1 | VV | Clock, 12" diameter. Round surface, easy to read numbers with sweep second hand. Wall mounted unit for use when impractical to install a fully synchronized clock system. Battery operated, (batteries not included).
11 - SB203 - VMU Male Staff Toilet, Bldg Sprt | 11 - SB203 - VMU Male Staff Toilet, Bldg Sprt | 11 - SB203 - VMU Male Staff Toilet, Bldg Sprt | 11 - SB203 - VMU Male Staff Toilet, Bldg Sprt | 11 - SB203 - VMU Male Staff Toilet, Bldg Sprt
JSN | NAME | QTY | ACQ | DESCRIPTION
A1067 | Mirror, Float Glass, ADA Accessible | 1 | CC | A high quality 1/4" polished float glass mirror with a stainless steel frame. Frame holds mirror in a tilted position for accessibility and compliance with ADA requirements. Mirror has a galvanized steel back secured to frame with concealed screws with integral horizontal hanging brackets. Mirror shall be approximately 18" wide and 36" high. Other sizes are available.
A4995 | Table, Diaper Changing, Wall Mounted | 1 | CC | Wall mounted diaper changing table for use in public restrooms. Unit is a fold down system that folds upward when not in use for minimal intrusion into the room. Changing surface is contoured and has safety belt to insure that an infant will not fall from the table. Table is designed to hold no less than 250 pounds static weight. Closed dimensions are approximately 21" H x 36" W x 5" D. Open dimensions vary according to style. One system's open dimensions are 15 " high, 32" wide and 19" deep.
A5075 | Dispenser, Soap, Disposable | 1 | VV | Disposable soap dispenser. One-handed dispensing operation. Designed to accommodate disposable soap cartridge and valve.
A5082 | Dispenser, Paper Towel, Sensor, Hands Free | 1 | CC | A surface mounted, sensor activated, automatic, roll paper towel dispenser. The unit dispenses a paper towel automatically only when hands are place in position below the dispenser for maximum sanitation and hygiene. May include adjustable settings for sheet length, time delay, and sensor range. Unit is battery operated or with optional AC power adapter.
A5109 | Grab Bar, ABA Compliant, SS, 2-Wall, W/C Accessible | 1 | CC | 2-wall toilet stall/room grab bar with concealed mounting flanges and a satin finish stainless steel peened gripping surface.. Snap over flanges are provided to conceal mounting screws. A selection of mounting kits and concealed anchor devices are available from the manufacturers for different types of installations. Grab bar shall comply with all barrier-free accessibility guidelines for design, sizing, positioning, installation, and structural strength. For typical water closet applications in toilet stalls and rooms where Architectural Barriers Act grab bar requirements must be met.
A5145 | Hook, Garment, Double, SS, Surface Mounted | 1 | CC | A surface mounted, satin finish stainless steel, double garment hook. Equipped with a concealed mounting bracket that is secured to a concealed wall plate. For general purpose use throughout the facility to hang various items of apparel.
A5200 | Dispenser, Toilet Tissue, SS, 2-Roll, Surface Mntd | 1 | CC | A concealed surface mounted, double roll, satin finish stainless steel, toilet tissue dispenser. Unit accommodates two standard-core toilet tissue rolls through 5" in diameter. Spindles are chrome plated plastic with a heavy-duty internal spring and turn freely for non-controlled delivery. For general purpose use in restrooms.
CT025 | Countertop, Solid Surface with Sink Combination | 1 | CC | A solid, nonporous countertop approximately 36"W x 22"D with a undercounter sink combination. The countertop is an acrylic-based solid surface product with a standard thickness of 1", and a 4" butt backsplash/curb. Surfaces will be easy to clean and maintain. Also referred to as a work surface or work top with sink. Available in a choice of colors, depths and sink shapes. Used for various applications in patient rooms, restrooms and throughout the facility. Usually a part of a casework interior design program. Unit does not include the drain and faucet.
F2015 | Basket, Wastepaper, Metal/Plastic,2 Swinging Doors | 1 | VV | Metal receptacle for soiled / used towels or waste. Equipped with a removable tapered top with two independently operating self-closing, spring hinged doors. Used in public facilities for the collection and temporary storage of refuse.
P9050 | Toilet, Wall Hung, Siphon Jet | 1 | CC | Siphon jet water closet/ toilet. This unit is wall hung with an elongated bowl, top spud flushometer, seat with open front and check hinge, and carrier. Used in restrooms throughout the health care facility.
12 - SB184 - VMU Male Staff Shower, Bldg Sprt | 12 - SB184 - VMU Male Staff Shower, Bldg Sprt | 12 - SB184 - VMU Male Staff Shower, Bldg Sprt | 12 - SB184 - VMU Male Staff Shower, Bldg Sprt | 12 - SB184 - VMU Male Staff Shower, Bldg Sprt
JSN | NAME | QTY | ACQ | DESCRIPTION
A5030 | Bench, Stall, Shower, Built In | 1 | CC | Shower bench; built-in. Eighteen (18) gauge stainless steel frame with anchors built-in into the wall. Size and shape as required.
A5075 | Dispenser, Soap, Disposable | 1 | VV | Disposable soap dispenser. One-handed dispensing operation. Designed to accommodate disposable soap cartridge and valve.
A5109 | Grab Bar, ABA Compliant, SS, 2-Wall, W/C Accessible | 1 | CC | 2-wall toilet stall/room grab bar with concealed mounting flanges and a satin finish stainless steel peened gripping surface.. Snap over flanges are provided to conceal mounting screws. A selection of mounting kits and concealed anchor devices are available from the manufacturers for different types of installations. Grab bar shall comply with all barrier-free accessibility guidelines for design, sizing, positioning, installation, and structural strength. For typical water closet applications in toilet stalls and rooms where Architectural Barriers Act grab bar requirements must be met.
A5110 | Grab Bar, 1-1/4" Dia., SS, 2 Wall, Shower Use | 1 | CC | A 1-1/4" diameter, satin finish stainless steel, peened gripping surface, 2 wall shower, grab bar with concealed mounting flanges. Snap over flanges are provided to conceal mounting screws. A selection of mounting kits and concealed anchor devices are available from the manufacturers for different types of installations. Grab bar shall comply with barrier-free accessibility guidelines for structural strength. For typical applications in shower stalls where ADA (American's With Disabilities Act) requirements must be met.
A5145 | Hook, Garment, Double, SS, Surface Mounted | 1 | CC | A surface mounted, satin finish stainless steel, double garment hook. Equipped with a concealed mounting bracket that is secured to a concealed wall plate. For general purpose use throughout the facility to hang various items of apparel.
A5170 | Rod, Shower Curtain, 1"Diameter, W/Curtain & Hooks | 1 | CC | A concealed mounted, 1" outside diameter, satin finish stainless steel, shower curtain rod with white vinyl shower curtain (72" H) and SS shower curtain hooks. Rod and curtain available in various widths. For general purpose use at shower stall or bathtub locations. Pricing based upon standard shower stall dimensions of 36" x 36" and a standard curtain height of 72".
A5205 | Bar, Towel, 1" Diameter, SS, Surface Mounted | 1 | CC | A surface mounted, satin finish stainless steel, 1" diameter, towel bar. Support posts and flanges are one piece, chrome-plated, cast heavy brass with satin finish. Towel bar shall not rotate within support posts. Available in 18", 24" and 30" widths. For general purpose use in shower or bathtub rooms. Pricing based upon a suggested standard width of 18".
P5040 | Shower, Single, Hand-Held | 1 | CC | A complete, barrier-free, single hand-held, personal shower system. The shower system includes: pressure balanced mixing valve with high temperature limit stop; personal hand shower; shower hose; wall supply; and slide bar. For general purpose use throughout the facility in shower stalls.
15 - R&D NON-PROFIT (N-P) STAFF AREA | 15 - R&D NON-PROFIT (N-P) STAFF AREA | 15 - R&D NON-PROFIT (N-P) STAFF AREA | 15 - R&D NON-PROFIT (N-P) STAFF AREA | 15 - R&D NON-PROFIT (N-P) STAFF AREA
1 - SS222 - R&D N-P Waiting, Stff Sprt | 1 - SS222 - R&D N-P Waiting, Stff Sprt | 1 - SS222 - R&D N-P Waiting, Stff Sprt | 1 - SS222 - R&D N-P Waiting, Stff Sprt | 1 - SS222 - R&D N-P Waiting, Stff Sprt
JSN | NAME | QTY | ACQ | DESCRIPTION
A1010 | Telecommunication Outlet | 2 | CC | Telecommunication outlet location.
A5077 | Dispenser, Hand Sanitizer, Hands-Free | 1 | VV | A touch free wall-mounted hand sanitizer dispenser. For use throughout a healthcare facility. Unit does not include the sanitizing liquid. Units are battery operated.
A6046 | Artwork, Decorative, With Frame | 1 | VV | This JSN is to be used for determining and defining location of decorative artwork.
F0206 | Chair, Side, Bariatric, With Arms | 1 | VV | A bariatric side chair with arms for use in a waiting room, lobby or other patient area. Chair will have a padded seat and back and have a capacity of 800 pounds.
F0305 | Chair, Waiting Room, Single | 2 | VV | Single seat waiting room chair with foam padded seat and back. Upholstered with either woven fabric textile or vinyl. Arms and floor glides included.
F2000 | Basket, Wastepaper, Fire Resistant | 1 | VV | Wastepaper basket, fire resistant, approximately 40 quart capacity. This unit is used to collect and temporarily store small quantities of paper refuse in patient rooms, administrative areas and nursing stations. Size and shape varies depending on the application and manufacturer selected.
F2300 | Rack, Magazine, Wall Mounted | 1 | VV | Wall mounted magazine rack with nine (9) magazine holding compartments.
F3200 | Clock, Battery, 12" Diameter | 1 | VV | Clock, 12" diameter. Round surface, easy to read numbers with sweep second hand. Wall mounted unit for use when impractical to install a fully synchronized clock system. Battery operated, (batteries not included).
2 - SS221 - R&D N-P Reception, Stff Sprt | 2 - SS221 - R&D N-P Reception, Stff Sprt | 2 - SS221 - R&D N-P Reception, Stff Sprt | 2 - SS221 - R&D N-P Reception, Stff Sprt | 2 - SS221 - R&D N-P Reception, Stff Sprt
JSN | NAME | QTY | ACQ | DESCRIPTION
A1010 | Telecommunication Outlet | 1 | CC | Telecommunication outlet location.
A1015 | Telephone, Desk, Multiple Line | 1 | VV | Telephone, desk, multiple line.
A6105 | Counter, Reception Control, Built-In | 1 | CC | Counter, control, inpatient, built-in. Consists of two 18â€ wide base cabinets with two drawers and file drawer, two 30â€ wide pencil drawers and two 18â€ wide base cabinet with four drawers. The countertop shall be a composition of wood particle core with plastic laminate surface having a hard smooth surface finish, standard thickness of 1â€ and a 4â€ butt backsplash/curb. Pricing based on a 30" depth.
F0275 | Chair, Swivel, High Back | 1 | VV | Highback contemporary swivel chair, 41" high X 23" wide X 23" deep with five (5) caster swivel base and arms. Chair may be used at desks or in conference rooms. Back and seat are foam padded and upholstered with either woven textile fabric or vinyl.
F0420 | Cabinet, Filing, Lateral, Half Height | 1 | VV | Half height two (2) or three (3) drawer lateral filing cabinet, 28" high X 42" wide X 18" deep with recessed handles, locking device and drawer label holders. Drawers are adaptable to either letter or legal size materials.
F2000 | Basket, Wastepaper, Fire Resistant | 1 | VV | Wastepaper basket, fire resistant, approximately 40 quart capacity. This unit is used to collect and temporarily store small quantities of paper refuse in patient rooms, administrative areas and nursing stations. Size and shape varies depending on the application and manufacturer selected.
F3200 | Clock, Battery, 12" Diameter | 1 | VV | Clock, 12" diameter. Round surface, easy to read numbers with sweep second hand. Wall mounted unit for use when impractical to install a fully synchronized clock system. Battery operated, (batteries not included).
M1801 | Computer, Microprocessing, w/Flat Panel Monitor | 1 | VV | Desk top microprocessing computer. The unit shall consist of a central processing mini tower, flat panel monitor, keyboard, mouse and speakers. The system shall have the following minimum characteristics: a 2.8 GHz Pentium processor; 512 MB memory; 80GB hard drive; 32/48x CD-ROMDVD combo; 1.44MB network interface card; video 32 MB NVIDIA; a 18 inch flat panel monitor. The computer is used throughout the facility to input, manipulate and retrieve information.
3 - SS204 - R&D N-P Director Office, Stff Sprt | 3 - SS204 - R&D N-P Director Office, Stff Sprt | 3 - SS204 - R&D N-P Director Office, Stff Sprt | 3 - SS204 - R&D N-P Director Office, Stff Sprt | 3 - SS204 - R&D N-P Director Office, Stff Sprt
JSN | NAME | QTY | ACQ | DESCRIPTION
A1010 | Telecommunication Outlet | 2 | CC | Telecommunication outlet location.
A1015 | Telephone, Desk, Multiple Line | 1 | VV | Telephone, desk, multiple line.
A5145 | Hook, Garment, Double, SS, Surface Mounted | 1 | CC | A surface mounted, satin finish stainless steel, double garment hook. Equipped with a concealed mounting bracket that is secured to a concealed wall plate. For general purpose use throughout the facility to hang various items of apparel.
E0078 | Workstation, L-Shaped w/Peninsula, Free Std, 78x72 | 1 | VV | This section will provide a whole work station typical to quickly plan work areas in clinical or administrative spaces. There will be a price decrease if typical work stations are used with vertical hanging strips instead of panels. THIS TYPICAL INCLUDES: 4 standard solid panels; 2 panel connectors, 2-way corner; 1 panel-to-panel connector; 2 finished end hardware; 1 cantilevered work surface; 1 peninsula work surface; 2 lockable flipper units; 2 shelf, storage/display; 2 lights; 1 tack board, 48"W; 1 tool rail, 30"W; 1 paper tray; 1 diagonal tray; 1 adjustable keyboard tray; 1 mobile pedestal, box/file.
F0110 | Bookcase, 3 Shelf | 1 | VV | Freestanding open metal shelf book case, approximately 60" high X 36" wide X 18" deep with three (3) adjustable shelves and four (4) non-marking floor glides.
F0205 | Chair, Side With Arms | 2 | VV | Upholstered side chair, 32" high X 21" wide X 23" deep with arms, padded seats and padded backs. Seat height is a minimum of 17". Available with or without sled base.
F0275 | Chair, Swivel, High Back | 1 | VV | Highback contemporary swivel chair, 41" high X 23" wide X 23" deep with five (5) caster swivel base and arms. Chair may be used at desks or in conference rooms. Back and seat are foam padded and upholstered with either woven textile fabric or vinyl.
F0420 | Cabinet, Filing, Lateral, Half Height | 1 | VV | Half height two (2) or three (3) drawer lateral filing cabinet, 28" high X 42" wide X 18" deep with recessed handles, locking device and drawer label holders. Drawers are adaptable to either letter or legal size materials.
F2000 | Basket, Wastepaper, Fire Resistant | 1 | VV | Wastepaper basket, fire resistant, approximately 40 quart capacity. This unit is used to collect and temporarily store small quantities of paper refuse in patient rooms, administrative areas and nursing stations. Size and shape varies depending on the application and manufacturer selected.
F3200 | Clock, Battery, 12" Diameter | 1 | VV | Clock, 12" diameter. Round surface, easy to read numbers with sweep second hand. Wall mounted unit for use when impractical to install a fully synchronized clock system. Battery operated, (batteries not included).
M1801 | Computer, Microprocessing, w/Flat Panel Monitor | 1 | VV | Desk top microprocessing computer. The unit shall consist of a central processing mini tower, flat panel monitor, keyboard, mouse and speakers. The system shall have the following minimum characteristics: a 2.8 GHz Pentium processor; 512 MB memory; 80GB hard drive; 32/48x CD-ROMDVD combo; 1.44MB network interface card; video 32 MB NVIDIA; a 18 inch flat panel monitor. The computer is used throughout the facility to input, manipulate and retrieve information.
4 - SS204 - R&D N-P Executive Director Office, Stff Sprt | 4 - SS204 - R&D N-P Executive Director Office, Stff Sprt | 4 - SS204 - R&D N-P Executive Director Office, Stff Sprt | 4 - SS204 - R&D N-P Executive Director Office, Stff Sprt | 4 - SS204 - R&D N-P Executive Director Office, Stff Sprt
JSN | NAME | QTY | ACQ | DESCRIPTION
A1010 | Telecommunication Outlet | 2 | CC | Telecommunication outlet location.
A1015 | Telephone, Desk, Multiple Line | 1 | VV | Telephone, desk, multiple line.
A5145 | Hook, Garment, Double, SS, Surface Mounted | 1 | CC | A surface mounted, satin finish stainless steel, double garment hook. Equipped with a concealed mounting bracket that is secured to a concealed wall plate. For general purpose use throughout the facility to hang various items of apparel.
E0078 | Workstation, L-Shaped w/Peninsula, Free Std, 78x72 | 1 | VV | This section will provide a whole work station typical to quickly plan work areas in clinical or administrative spaces. There will be a price decrease if typical work stations are used with vertical hanging strips instead of panels. THIS TYPICAL INCLUDES: 4 standard solid panels; 2 panel connectors, 2-way corner; 1 panel-to-panel connector; 2 finished end hardware; 1 cantilevered work surface; 1 peninsula work surface; 2 lockable flipper units; 2 shelf, storage/display; 2 lights; 1 tack board, 48"W; 1 tool rail, 30"W; 1 paper tray; 1 diagonal tray; 1 adjustable keyboard tray; 1 mobile pedestal, box/file.
F0110 | Bookcase, 3 Shelf | 1 | VV | Freestanding open metal shelf book case, approximately 60" high X 36" wide X 18" deep with three (3) adjustable shelves and four (4) non-marking floor glides.
F0205 | Chair, Side With Arms | 2 | VV | Upholstered side chair, 32" high X 21" wide X 23" deep with arms, padded seats and padded backs. Seat height is a minimum of 17". Available with or without sled base.
F0275 | Chair, Swivel, High Back | 1 | VV | Highback contemporary swivel chair, 41" high X 23" wide X 23" deep with five (5) caster swivel base and arms. Chair may be used at desks or in conference rooms. Back and seat are foam padded and upholstered with either woven textile fabric or vinyl.
F0420 | Cabinet, Filing, Lateral, Half Height | 1 | VV | Half height two (2) or three (3) drawer lateral filing cabinet, 28" high X 42" wide X 18" deep with recessed handles, locking device and drawer label holders. Drawers are adaptable to either letter or legal size materials.
F2000 | Basket, Wastepaper, Fire Resistant | 1 | VV | Wastepaper basket, fire resistant, approximately 40 quart capacity. This unit is used to collect and temporarily store small quantities of paper refuse in patient rooms, administrative areas and nursing stations. Size and shape varies depending on the application and manufacturer selected.
F3200 | Clock, Battery, 12" Diameter | 1 | VV | Clock, 12" diameter. Round surface, easy to read numbers with sweep second hand. Wall mounted unit for use when impractical to install a fully synchronized clock system. Battery operated, (batteries not included).
M1801 | Computer, Microprocessing, w/Flat Panel Monitor | 1 | VV | Desk top microprocessing computer. The unit shall consist of a central processing mini tower, flat panel monitor, keyboard, mouse and speakers. The system shall have the following minimum characteristics: a 2.8 GHz Pentium processor; 512 MB memory; 80GB hard drive; 32/48x CD-ROMDVD combo; 1.44MB network interface card; video 32 MB NVIDIA; a 18 inch flat panel monitor. The computer is used throughout the facility to input, manipulate and retrieve information.
5 - SS218 - R&D N-P Staff Workstation, Stff Sprt | 5 - SS218 - R&D N-P Staff Workstation, Stff Sprt | 5 - SS218 - R&D N-P Staff Workstation, Stff Sprt | 5 - SS218 - R&D N-P Staff Workstation, Stff Sprt | 5 - SS218 - R&D N-P Staff Workstation, Stff Sprt
JSN | NAME | QTY | ACQ | DESCRIPTION
A1010 | Telecommunication Outlet | 2 | CC | Telecommunication outlet location.
A1015 | Telephone, Desk, Multiple Line | 1 | VV | Telephone, desk, multiple line.
E0120 | Workstation, Straight, Free Standing, 60" W | 1 | VV | This JSN will provide a whole work station typical to quickly plan work areas in clinical or administrative spaces. There will be a price decrease if typical work stations are used with vertical hanging strips instead of panels. THIS TYPICAL INCLUDES: 3 Standard Solid Panels 1 Panel - to Panel Connector 1 Panel Connector, 2-Way Corner 2 Finished End Hardware 1 Cantilevered, Work Surface 2 Lockable Flipper Units 2 Lights 1 Tack board 1 Tool Rail 1 Paper Tray 1 Diagonal Tray 1 Adjustable Keyboard Tray 1 Mobile Pedestal, Box/File 1 Support Panel
F0275 | Chair, Swivel, High Back | 1 | VV | Highback contemporary swivel chair, 41" high X 23" wide X 23" deep with five (5) caster swivel base and arms. Chair may be used at desks or in conference rooms. Back and seat are foam padded and upholstered with either woven textile fabric or vinyl.
F0420 | Cabinet, Filing, Lateral, Half Height | 1 | VV | Half height two (2) or three (3) drawer lateral filing cabinet, 28" high X 42" wide X 18" deep with recessed handles, locking device and drawer label holders. Drawers are adaptable to either letter or legal size materials.
F2000 | Basket, Wastepaper, Fire Resistant | 1 | VV | Wastepaper basket, fire resistant, approximately 40 quart capacity. This unit is used to collect and temporarily store small quantities of paper refuse in patient rooms, administrative areas and nursing stations. Size and shape varies depending on the application and manufacturer selected.
M1801 | Computer, Microprocessing, w/Flat Panel Monitor | 1 | VV | Desk top microprocessing computer. The unit shall consist of a central processing mini tower, flat panel monitor, keyboard, mouse and speakers. The system shall have the following minimum characteristics: a 2.8 GHz Pentium processor; 512 MB memory; 80GB hard drive; 32/48x CD-ROMDVD combo; 1.44MB network interface card; video 32 MB NVIDIA; a 18 inch flat panel monitor. The computer is used throughout the facility to input, manipulate and retrieve information.
6 - SS268 - R&D N-P Copy / Supply Alcove, Stff Sprt | 6 - SS268 - R&D N-P Copy / Supply Alcove, Stff Sprt | 6 - SS268 - R&D N-P Copy / Supply Alcove, Stff Sprt | 6 - SS268 - R&D N-P Copy / Supply Alcove, Stff Sprt | 6 - SS268 - R&D N-P Copy / Supply Alcove, Stff Sprt
JSN | NAME | QTY | ACQ | DESCRIPTION
A1011 | Telephone, Desk, 1 Line | 1 | VV | Telephone, desk, 1 line.
C04F0 | Cabinet, U/C/B, 1 Shelf, 2 Half DR, 2 DO, 36x36x22 | 1 | CC | Standing height under counter base cabinet with an adjustable shelf and two half width drawers above solid hinged doors. Also referred to as a combination cabinet or a drawer and cupboard cabinet. For general purpose use throughout the facility.
CT020 | Countertop, Solid Surface | 1 | CC | A solid, nonporous countertop with a smooth seamless appearance. Easy to clean and maintain and with proper cleaning does not support the growth of mold. An acrylic-based solid surface product. Standard thickness of 1", and a 4" butt backsplash/curb. Also referred to as a work surface or work top. Available in a choice of colors and depths. Used in lab and other hospital areas requiring optimum physical and chemical resisting properties.
F2000 | Basket, Wastepaper, Fire Resistant | 1 | VV | Wastepaper basket, fire resistant, approximately 40 quart capacity. This unit is used to collect and temporarily store small quantities of paper refuse in patient rooms, administrative areas and nursing stations. Size and shape varies depending on the application and manufacturer selected.
F2550 | Shredder, Paper Heavy Duty | 1 | VV | Shredder shall be able to process a minimum of 25 sheets of paper per pass at a minimum rate of 20 feet per minute. The unit shall have a 16 inch throat to accept paper. Paper shall be shredded into 1/4 inch strips.
M1810 | Copier, Floor Standing, Digital | 1 | VV | Floor standing copier. Unit features automatic paper size selection, automatic document feeder and sorter. The system also has zoom capabilities and automatic two-sided copying. For use where medium volume reproduction is required in the range of 30 to 40 copies per minute.
7 - SC814 - N-P Office Storage Room, R&D | 7 - SC814 - N-P Office Storage Room, R&D | 7 - SC814 - N-P Office Storage Room, R&D | 7 - SC814 - N-P Office Storage Room, R&D | 7 - SC814 - N-P Office Storage Room, R&D
JSN | NAME | QTY | ACQ | DESCRIPTION
A1010 | Telecommunication Outlet | 1 | CC | Telecommunication outlet location.
M2055 | Shelving, Storage, Wire, CRS, w/Adjustable Shelves | 1 | VV | Stationary, wire, shelving unit. Unit has fully adjustable shelves constructed of stainless steel. For use in general purpose storage areas. Shelving is provided in various sizes and configurations. Price provided is for a unit approximately 74"H x 18"D x 48"W with four shelves.
16 - R&D STAFF AND ADMINISTRATIVE AREA | 16 - R&D STAFF AND ADMINISTRATIVE AREA | 16 - R&D STAFF AND ADMINISTRATIVE AREA | 16 - R&D STAFF AND ADMINISTRATIVE AREA | 16 - R&D STAFF AND ADMINISTRATIVE AREA
1 - SS204 - R&D Administrative Officer (AO) Office, Stff Sprt | 1 - SS204 - R&D Administrative Officer (AO) Office, Stff Sprt | 1 - SS204 - R&D Administrative Officer (AO) Office, Stff Sprt | 1 - SS204 - R&D Administrative Officer (AO) Office, Stff Sprt | 1 - SS204 - R&D Administrative Officer (AO) Office, Stff Sprt
JSN | NAME | QTY | ACQ | DESCRIPTION
A1010 | Telecommunication Outlet | 2 | CC | Telecommunication outlet location.
A1015 | Telephone, Desk, Multiple Line | 1 | VV | Telephone, desk, multiple line.
A5145 | Hook, Garment, Double, SS, Surface Mounted | 1 | CC | A surface mounted, satin finish stainless steel, double garment hook. Equipped with a concealed mounting bracket that is secured to a concealed wall plate. For general purpose use throughout the facility to hang various items of apparel.
E0078 | Workstation, L-Shaped w/Peninsula, Free Std, 78x72 | 1 | VV | This section will provide a whole work station typical to quickly plan work areas in clinical or administrative spaces. There will be a price decrease if typical work stations are used with vertical hanging strips instead of panels. THIS TYPICAL INCLUDES: 4 standard solid panels; 2 panel connectors, 2-way corner; 1 panel-to-panel connector; 2 finished end hardware; 1 cantilevered work surface; 1 peninsula work surface; 2 lockable flipper units; 2 shelf, storage/display; 2 lights; 1 tack board, 48"W; 1 tool rail, 30"W; 1 paper tray; 1 diagonal tray; 1 adjustable keyboard tray; 1 mobile pedestal, box/file.
F0110 | Bookcase, 3 Shelf | 1 | VV | Freestanding open metal shelf book case, approximately 60" high X 36" wide X 18" deep with three (3) adjustable shelves and four (4) non-marking floor glides.
F0205 | Chair, Side With Arms | 2 | VV | Upholstered side chair, 32" high X 21" wide X 23" deep with arms, padded seats and padded backs. Seat height is a minimum of 17". Available with or without sled base.
F0275 | Chair, Swivel, High Back | 1 | VV | Highback contemporary swivel chair, 41" high X 23" wide X 23" deep with five (5) caster swivel base and arms. Chair may be used at desks or in conference rooms. Back and seat are foam padded and upholstered with either woven textile fabric or vinyl.
F0420 | Cabinet, Filing, Lateral, Half Height | 1 | VV | Half height two (2) or three (3) drawer lateral filing cabinet, 28" high X 42" wide X 18" deep with recessed handles, locking device and drawer label holders. Drawers are adaptable to either letter or legal size materials.
F2000 | Basket, Wastepaper, Fire Resistant | 1 | VV | Wastepaper basket, fire resistant, approximately 40 quart capacity. This unit is used to collect and temporarily store small quantities of paper refuse in patient rooms, administrative areas and nursing stations. Size and shape varies depending on the application and manufacturer selected.
F3200 | Clock, Battery, 12" Diameter | 1 | VV | Clock, 12" diameter. Round surface, easy to read numbers with sweep second hand. Wall mounted unit for use when impractical to install a fully synchronized clock system. Battery operated, (batteries not included).
M1801 | Computer, Microprocessing, w/Flat Panel Monitor | 1 | VV | Desk top microprocessing computer. The unit shall consist of a central processing mini tower, flat panel monitor, keyboard, mouse and speakers. The system shall have the following minimum characteristics: a 2.8 GHz Pentium processor; 512 MB memory; 80GB hard drive; 32/48x CD-ROMDVD combo; 1.44MB network interface card; video 32 MB NVIDIA; a 18 inch flat panel monitor. The computer is used throughout the facility to input, manipulate and retrieve information.
2 - SS204 - R&D Administrative Chief of Staff (ACOS) Office, Stff Sprt | 2 - SS204 - R&D Administrative Chief of Staff (ACOS) Office, Stff Sprt | 2 - SS204 - R&D Administrative Chief of Staff (ACOS) Office, Stff Sprt | 2 - SS204 - R&D Administrative Chief of Staff (ACOS) Office, Stff Sprt | 2 - SS204 - R&D Administrative Chief of Staff (ACOS) Office, Stff Sprt
JSN | NAME | QTY | ACQ | DESCRIPTION
A1010 | Telecommunication Outlet | 2 | CC | Telecommunication outlet location.
A1015 | Telephone, Desk, Multiple Line | 1 | VV | Telephone, desk, multiple line.
A5145 | Hook, Garment, Double, SS, Surface Mounted | 1 | CC | A surface mounted, satin finish stainless steel, double garment hook. Equipped with a concealed mounting bracket that is secured to a concealed wall plate. For general purpose use throughout the facility to hang various items of apparel.
E0078 | Workstation, L-Shaped w/Peninsula, Free Std, 78x72 | 1 | VV | This section will provide a whole work station typical to quickly plan work areas in clinical or administrative spaces. There will be a price decrease if typical work stations are used with vertical hanging strips instead of panels. THIS TYPICAL INCLUDES: 4 standard solid panels; 2 panel connectors, 2-way corner; 1 panel-to-panel connector; 2 finished end hardware; 1 cantilevered work surface; 1 peninsula work surface; 2 lockable flipper units; 2 shelf, storage/display; 2 lights; 1 tack board, 48"W; 1 tool rail, 30"W; 1 paper tray; 1 diagonal tray; 1 adjustable keyboard tray; 1 mobile pedestal, box/file.
F0110 | Bookcase, 3 Shelf | 1 | VV | Freestanding open metal shelf book case, approximately 60" high X 36" wide X 18" deep with three (3) adjustable shelves and four (4) non-marking floor glides.
F0205 | Chair, Side With Arms | 2 | VV | Upholstered side chair, 32" high X 21" wide X 23" deep with arms, padded seats and padded backs. Seat height is a minimum of 17". Available with or without sled base.
F0275 | Chair, Swivel, High Back | 1 | VV | Highback contemporary swivel chair, 41" high X 23" wide X 23" deep with five (5) caster swivel base and arms. Chair may be used at desks or in conference rooms. Back and seat are foam padded and upholstered with either woven textile fabric or vinyl.
F0420 | Cabinet, Filing, Lateral, Half Height | 1 | VV | Half height two (2) or three (3) drawer lateral filing cabinet, 28" high X 42" wide X 18" deep with recessed handles, locking device and drawer label holders. Drawers are adaptable to either letter or legal size materials.
F2000 | Basket, Wastepaper, Fire Resistant | 1 | VV | Wastepaper basket, fire resistant, approximately 40 quart capacity. This unit is used to collect and temporarily store small quantities of paper refuse in patient rooms, administrative areas and nursing stations. Size and shape varies depending on the application and manufacturer selected.
F3200 | Clock, Battery, 12" Diameter | 1 | VV | Clock, 12" diameter. Round surface, easy to read numbers with sweep second hand. Wall mounted unit for use when impractical to install a fully synchronized clock system. Battery operated, (batteries not included).
M1801 | Computer, Microprocessing, w/Flat Panel Monitor | 1 | VV | Desk top microprocessing computer. The unit shall consist of a central processing mini tower, flat panel monitor, keyboard, mouse and speakers. The system shall have the following minimum characteristics: a 2.8 GHz Pentium processor; 512 MB memory; 80GB hard drive; 32/48x CD-ROMDVD combo; 1.44MB network interface card; video 32 MB NVIDIA; a 18 inch flat panel monitor. The computer is used throughout the facility to input, manipulate and retrieve information.
3 - SS204 - R&D Research Compliance Officer (RCO) Office, Stff Sprt | 3 - SS204 - R&D Research Compliance Officer (RCO) Office, Stff Sprt | 3 - SS204 - R&D Research Compliance Officer (RCO) Office, Stff Sprt | 3 - SS204 - R&D Research Compliance Officer (RCO) Office, Stff Sprt | 3 - SS204 - R&D Research Compliance Officer (RCO) Office, Stff Sprt
JSN | NAME | QTY | ACQ | DESCRIPTION
A1010 | Telecommunication Outlet | 2 | CC | Telecommunication outlet location.
A1015 | Telephone, Desk, Multiple Line | 1 | VV | Telephone, desk, multiple line.
A5145 | Hook, Garment, Double, SS, Surface Mounted | 1 | CC | A surface mounted, satin finish stainless steel, double garment hook. Equipped with a concealed mounting bracket that is secured to a concealed wall plate. For general purpose use throughout the facility to hang various items of apparel.
E0078 | Workstation, L-Shaped w/Peninsula, Free Std, 78x72 | 1 | VV | This section will provide a whole work station typical to quickly plan work areas in clinical or administrative spaces. There will be a price decrease if typical work stations are used with vertical hanging strips instead of panels. THIS TYPICAL INCLUDES: 4 standard solid panels; 2 panel connectors, 2-way corner; 1 panel-to-panel connector; 2 finished end hardware; 1 cantilevered work surface; 1 peninsula work surface; 2 lockable flipper units; 2 shelf, storage/display; 2 lights; 1 tack board, 48"W; 1 tool rail, 30"W; 1 paper tray; 1 diagonal tray; 1 adjustable keyboard tray; 1 mobile pedestal, box/file.
F0110 | Bookcase, 3 Shelf | 1 | VV | Freestanding open metal shelf book case, approximately 60" high X 36" wide X 18" deep with three (3) adjustable shelves and four (4) non-marking floor glides.
F0205 | Chair, Side With Arms | 2 | VV | Upholstered side chair, 32" high X 21" wide X 23" deep with arms, padded seats and padded backs. Seat height is a minimum of 17". Available with or without sled base.
F0275 | Chair, Swivel, High Back | 1 | VV | Highback contemporary swivel chair, 41" high X 23" wide X 23" deep with five (5) caster swivel base and arms. Chair may be used at desks or in conference rooms. Back and seat are foam padded and upholstered with either woven textile fabric or vinyl.
F0420 | Cabinet, Filing, Lateral, Half Height | 1 | VV | Half height two (2) or three (3) drawer lateral filing cabinet, 28" high X 42" wide X 18" deep with recessed handles, locking device and drawer label holders. Drawers are adaptable to either letter or legal size materials.
F2000 | Basket, Wastepaper, Fire Resistant | 1 | VV | Wastepaper basket, fire resistant, approximately 40 quart capacity. This unit is used to collect and temporarily store small quantities of paper refuse in patient rooms, administrative areas and nursing stations. Size and shape varies depending on the application and manufacturer selected.
F3200 | Clock, Battery, 12" Diameter | 1 | VV | Clock, 12" diameter. Round surface, easy to read numbers with sweep second hand. Wall mounted unit for use when impractical to install a fully synchronized clock system. Battery operated, (batteries not included).
M1801 | Computer, Microprocessing, w/Flat Panel Monitor | 1 | VV | Desk top microprocessing computer. The unit shall consist of a central processing mini tower, flat panel monitor, keyboard, mouse and speakers. The system shall have the following minimum characteristics: a 2.8 GHz Pentium processor; 512 MB memory; 80GB hard drive; 32/48x CD-ROMDVD combo; 1.44MB network interface card; video 32 MB NVIDIA; a 18 inch flat panel monitor. The computer is used throughout the facility to input, manipulate and retrieve information.
4 - SS268 - R&D Copy / Supply Alcove, Stff Sprt | 4 - SS268 - R&D Copy / Supply Alcove, Stff Sprt | 4 - SS268 - R&D Copy / Supply Alcove, Stff Sprt | 4 - SS268 - R&D Copy / Supply Alcove, Stff Sprt | 4 - SS268 - R&D Copy / Supply Alcove, Stff Sprt
JSN | NAME | QTY | ACQ | DESCRIPTION
A1011 | Telephone, Desk, 1 Line | 1 | VV | Telephone, desk, 1 line.
C04F0 | Cabinet, U/C/B, 1 Shelf, 2 Half DR, 2 DO, 36x36x22 | 1 | CC | Standing height under counter base cabinet with an adjustable shelf and two half width drawers above solid hinged doors. Also referred to as a combination cabinet or a drawer and cupboard cabinet. For general purpose use throughout the facility.
CT020 | Countertop, Solid Surface | 1 | CC | A solid, nonporous countertop with a smooth seamless appearance. Easy to clean and maintain and with proper cleaning does not support the growth of mold. An acrylic-based solid surface product. Standard thickness of 1", and a 4" butt backsplash/curb. Also referred to as a work surface or work top. Available in a choice of colors and depths. Used in lab and other hospital areas requiring optimum physical and chemical resisting properties.
F2000 | Basket, Wastepaper, Fire Resistant | 1 | VV | Wastepaper basket, fire resistant, approximately 40 quart capacity. This unit is used to collect and temporarily store small quantities of paper refuse in patient rooms, administrative areas and nursing stations. Size and shape varies depending on the application and manufacturer selected.
F2550 | Shredder, Paper Heavy Duty | 1 | VV | Shredder shall be able to process a minimum of 25 sheets of paper per pass at a minimum rate of 20 feet per minute. The unit shall have a 16 inch throat to accept paper. Paper shall be shredded into 1/4 inch strips.
M1810 | Copier, Floor Standing, Digital | 1 | VV | Floor standing copier. Unit features automatic paper size selection, automatic document feeder and sorter. The system also has zoom capabilities and automatic two-sided copying. For use where medium volume reproduction is required in the range of 30 to 40 copies per minute.
5 - SS101 - R&D Conference / Multipurpose Room, Educ Svc | 5 - SS101 - R&D Conference / Multipurpose Room, Educ Svc | 5 - SS101 - R&D Conference / Multipurpose Room, Educ Svc | 5 - SS101 - R&D Conference / Multipurpose Room, Educ Svc | 5 - SS101 - R&D Conference / Multipurpose Room, Educ Svc
JSN | NAME | QTY | ACQ | DESCRIPTION
A1010 | Telecommunication Outlet | 1 | CC | Telecommunication outlet location.
A1020 | Telephone, Conferencing System | 1 | VV | A tabletop telephone conferencing system typically found in a conference room. Features and accessories include 12-key telephone keypad, multiple conferencing navigation keys, console microphones, dynamic noise reduction, LCD display, caller ID and console loudspeaker.
A5212 | Bracket, Television, Wall-Mounted, Tilt/Angle | 1 | VV | A wall mounted, tilt/angled TV bracket for 37" to 80" TVs. Mount will be a universal and VESA compliant unit with a load capacity of up to 130 lbs.
A5220 | Bracket, Television, Wall Backing | 1 | CC | Wall mounted television bracket backing which provides additional support and strength for the installation of the television bracket. Option available for interior or exterior plate and sized for 12â€ 16â€ or 24â€ stud spacing.
A6046 | Artwork, Decorative, With Frame | 1 | VV | This JSN is to be used for determining and defining location of decorative artwork.
F0220 | Chair, Conference | 10 | VV | Conference chair designed to complement the executive furniture package selected. Foam rubber cushioned seats and backs covered with either woven fabric or vinyl. Base with 5 (five) swivel casters.
F0755 | Table, Conference, Wood | 2 | VV | Executive conference table. Dimensions are approximately 30" high, 48" wide with lengths varying from 74" to 96". These tables add traditional elegance to any conference room.
F2000 | Basket, Wastepaper, Fire Resistant | 1 | VV | Wastepaper basket, fire resistant, approximately 40 quart capacity. This unit is used to collect and temporarily store small quantities of paper refuse in patient rooms, administrative areas and nursing stations. Size and shape varies depending on the application and manufacturer selected.
F3200 | Clock, Battery, 12" Diameter | 1 | VV | Clock, 12" diameter. Round surface, easy to read numbers with sweep second hand. Wall mounted unit for use when impractical to install a fully synchronized clock system. Battery operated, (batteries not included).
M0507 | Video Teleconferencing System | 1 | VV | Shall be a video conferencing unit consisting of a camera, microphone, video/audio compression components, a component cart and a 32 inch monitor. It shall provide live audio-visual conferencing capabilities to dispersed geographic sites.
M0512 | Television, HDTV, Large Screen, 60" | 1 | VV | A high definition (HDTV) multimedia, slim design, 60"W to 65"W color television. The TV will have a 16.9 wide screen aspect ratio with full HD 1080p resolution and HDMI connections. TV may be LED, Plasma or LCD. TV will include a stand.
6 - SB773 - R&D Conference / Multipurpose Storage Room, Lgstcs Sprt | 6 - SB773 - R&D Conference / Multipurpose Storage Room, Lgstcs Sprt | 6 - SB773 - R&D Conference / Multipurpose Storage Room, Lgstcs Sprt | 6 - SB773 - R&D Conference / Multipurpose Storage Room, Lgstcs Sprt | 6 - SB773 - R&D Conference / Multipurpose Storage Room, Lgstcs Sprt
JSN | NAME | QTY | ACQ | DESCRIPTION
A1010 | Telecommunication Outlet | 1 | CC | Telecommunication outlet location.
A1014 | Telephone, Wall Mounted, 1 Line, With Speaker | 1 | VV | Telephone, wall mounted, 1 line, with speaker.
M2055 | Shelving, Storage, Wire, CRS, w/Adjustable Shelves | 4 | VV | Stationary, wire, shelving unit. Unit has fully adjustable shelves constructed of stainless steel. For use in general purpose storage areas. Shelving is provided in various sizes and configurations. Price provided is for a unit approximately 74"H x 18"D x 48"W with four shelves.
17 - R&D SUPPORT AREA | 17 - R&D SUPPORT AREA | 17 - R&D SUPPORT AREA | 17 - R&D SUPPORT AREA | 17 - R&D SUPPORT AREA
1 - SB687 - R&D Receiving Room, Lgstcs Svc | 1 - SB687 - R&D Receiving Room, Lgstcs Svc | 1 - SB687 - R&D Receiving Room, Lgstcs Svc | 1 - SB687 - R&D Receiving Room, Lgstcs Svc | 1 - SB687 - R&D Receiving Room, Lgstcs Svc
JSN | NAME | QTY | ACQ | DESCRIPTION
A1010 | Telecommunication Outlet | 1 | CC | Telecommunication outlet location.
A1015 | Telephone, Desk, Multiple Line | 1 | VV | Telephone, desk, multiple line.
E0078 | Workstation, L-Shaped w/Peninsula, Free Std, 78x72 | 1 | VV | This section will provide a whole work station typical to quickly plan work areas in clinical or administrative spaces. There will be a price decrease if typical work stations are used with vertical hanging strips instead of panels. THIS TYPICAL INCLUDES: 4 standard solid panels; 2 panel connectors, 2-way corner; 1 panel-to-panel connector; 2 finished end hardware; 1 cantilevered work surface; 1 peninsula work surface; 2 lockable flipper units; 2 shelf, storage/display; 2 lights; 1 tack board, 48"W; 1 tool rail, 30"W; 1 paper tray; 1 diagonal tray; 1 adjustable keyboard tray; 1 mobile pedestal, box/file.
F0205 | Chair, Side With Arms | 1 | VV | Upholstered side chair, 32" high X 21" wide X 23" deep with arms, padded seats and padded backs. Seat height is a minimum of 17". Available with or without sled base.
F0275 | Chair, Swivel, High Back | 1 | VV | Highback contemporary swivel chair, 41" high X 23" wide X 23" deep with five (5) caster swivel base and arms. Chair may be used at desks or in conference rooms. Back and seat are foam padded and upholstered with either woven textile fabric or vinyl.
F2016 | Waste Receptacle, 40 GAL | 1 | VV | Rectangular steel waste receptacle with step-on lid and a 40 gallon capacity. The receptacle is used to collect and temporarily store small quantities of paper refuse. Can be used in restrooms, patient areas, laboratories, pharmacies, etc.
F2700 | Reader, Bar Code, Hand Held, With Interface | 1 | VV | Hand held laser bar code reader with computer interface. Used for automated inventory, using bar code stickers / labels. Convenience outlet required at point of use.
F3200 | Clock, Battery, 12" Diameter | 1 | VV | Clock, 12" diameter. Round surface, easy to read numbers with sweep second hand. Wall mounted unit for use when impractical to install a fully synchronized clock system. Battery operated, (batteries not included).
M1801 | Computer, Microprocessing, w/Flat Panel Monitor | 1 | VV | Desk top microprocessing computer. The unit shall consist of a central processing mini tower, flat panel monitor, keyboard, mouse and speakers. The system shall have the following minimum characteristics: a 2.8 GHz Pentium processor; 512 MB memory; 80GB hard drive; 32/48x CD-ROMDVD combo; 1.44MB network interface card; video 32 MB NVIDIA; a 18 inch flat panel monitor. The computer is used throughout the facility to input, manipulate and retrieve information.
M1840 | Printer/Copier/Fax Combination | 1 | VV | Multifunctional printer, fax, scanner and copier (PFC) all-in-one machine.
2 - SS262 - R&D Breakdown, Lgstcs Svc | 2 - SS262 - R&D Breakdown, Lgstcs Svc | 2 - SS262 - R&D Breakdown, Lgstcs Svc | 2 - SS262 - R&D Breakdown, Lgstcs Svc | 2 - SS262 - R&D Breakdown, Lgstcs Svc
JSN | NAME | QTY | ACQ | DESCRIPTION
A1010 | Telecommunication Outlet | 1 | CC | Telecommunication outlet location.
A1012 | Telephone, Wall Mounted, 1 Line | 1 | VV | Telephone, wall mounted, 1 line.
A1080 | Mirror, Posture, Wall Mounted | 1 | CC | Wall mounted posture mirror. Consists of a 1/4" plate glass in a sturdy corrosion resistant frame with water proof back. For educational and therapy programs.
A5075 | Dispenser, Soap, Disposable | 1 | VV | Disposable soap dispenser. One-handed dispensing operation. Designed to accommodate disposable soap cartridge and valve.
A5080 | Dispenser, Paper Towel, SS, Surface Mounted | 1 | CC | A surface mounted, satin finish stainless steel, single-fold, paper towel dispenser. Dispenser features: tumbler lock; front hinged at bottom; and refill indicator slot. Minimum capacity 400 single-fold paper towels. For general purpose use throughout the facility.
A5145 | Hook, Garment, Double, SS, Surface Mounted | 1 | CC | A surface mounted, satin finish stainless steel, double garment hook. Equipped with a concealed mounting bracket that is secured to a concealed wall plate. For general purpose use throughout the facility to hang various items of apparel.
A5210 | Bracket, Television, Wall Mounted, w/Adjust Arm | 1 | VV | Wall mounted television bracket with adjustable arm. Consists of movable arm with minimum 120 degree swivel. Designed for holding wall mounted, flat panel television units in patient rooms.
A5220 | Bracket, Television, Wall Backing | 1 | CC | Wall mounted television bracket backing which provides additional support and strength for the installation of the television bracket. Option available for interior or exterior plate and sized for 12â€ 16â€ or 24â€ stud spacing.
C02C0 | Cabinet, U/C/B, 1 Shelf, 1 Drawer, 1 DO, 36x24x22 | 1 | CC | Standing height under counter base cabinet with an adjustable shelf and a full width drawer above a solid right or left-hinged door (appropriate door hinge configuration to be indicated on equipment elevation drawings). Also referred to as a combination cabinet or a drawer and cupboard cabinet. For general purpose use throughout the facility.
C02D0 | Cabinet, U/C/B, 4 Drawer, 36x24x22 | 1 | CC | Standing height under counter base cabinet with four full width drawers of equal height. Also referred to as a drawer cabinet. For general purpose use throughout the facility.
C04P0 | Cabinet, Sink, U/C/B, 2 Door, 36x36x22 | 1 | CC | Standing height under counter base sink cabinet with solid hinged doors. Also referred to as a double-door sink cabinet. For general purpose use throughout the facility where a sink is to be used. Coordinate actual clear cabinet dimension with the actual outside dimension of sink that is specified to ensure that they are compatible.
CB020 | Cabinet, W/H, 2 Shelf, 1 DO, Sloping Top, 38x24x13 | 2 | CC | Wall hung cabinet with two adjustable shelves, solid right or left-hinged door (appropriate door hinge configuration to be indicated on equipment elevation drawings), and sloping top. Also referred to as a solid hinged single door case. For general purpose use throughout the facility.
CS010 | Sink, SS, Single Compartment, 7.5x12x12 ID | 1 | CC | Single compartment stainless steel sink, drop-in, self-rimming, ledge-type, connected with a drain and provided with a mixing faucet. It shall also be provided with pre-punched fixture holes on 4" center, integral back ledge to accommodate deck-mounted fixtures, brushed/polished interior and top surfaces, and sound deadened. Recommended for use in suspended or U/C/B sink cabinets having a high plastic laminate or Chemsurf laminate countertop/work surface. For general purpose use throughout the facility.
CT020 | Countertop, Solid Surface | 7 | CC | A solid, nonporous countertop with a smooth seamless appearance. Easy to clean and maintain and with proper cleaning does not support the growth of mold. An acrylic-based solid surface product. Standard thickness of 1", and a 4" butt backsplash/curb. Also referred to as a work surface or work top. Available in a choice of colors and depths. Used in lab and other hospital areas requiring optimum physical and chemical resisting properties.
F0225 | Chair, Dining Room | 4 | VV | Dining room chair with glides. Chair has straight legs with cushioned cloth or vinyl seat.
F0795 | Table, Dining | 1 | VV | Dining table. Round 42" diameter or square 42" X 42". Used in dining facilities and can comfortably seat up to four (4) persons.
F2015 | Basket, Wastepaper, Metal/Plastic,2 Swinging Doors | 1 | VV | Metal receptacle for soiled / used towels or waste. Equipped with a removable tapered top with two independently operating self-closing, spring hinged doors. Used in public facilities for the collection and temporary storage of refuse.
F3065 | Whiteboard/Bulletin Board, Combination | 1 | VV | A combination whiteboard and bulletin board, half LCS and half cork. Available with either aluminum or wood frame. It can be used in patient rooms or in any appropriate space in the facility.
F3200 | Clock, Battery, 12" Diameter | 1 | VV | Clock, 12" diameter. Round surface, easy to read numbers with sweep second hand. Wall mounted unit for use when impractical to install a fully synchronized clock system. Battery operated, (batteries not included).
K1552 | Brewer, Coffee, Auto, Elect, 3 Burner, Front/Back | 1 | VV | Space saving front to back automatic coffee maker. This unit includes a heating tank, connection for a cold water supply, decanter service with three burners, funnel and a water flow controller. The unit is used for semi-automatic coffee brewing in cafeterias and commercial institutions. The unit automatically shuts off the water flow when enough has passed through to fill the pot. The unit is normally provided plumbed with a hot water faucet to the side for making other hot drinks (tea, cider, cocoa, etc.). The database height dimension does not include the clearance for coffee decanters warming on the upper burners.
K4665 | Oven, Microwave, Consumer | 1 | VV | Counter mounted microwave oven for average duty use. The exterior cabinet can be metal or heavy duty impact resistant plastic. The oven delivers instant energy for rapid heating, defrosting or prime cooking. The oven has touch pad controls, digital timer, power level selector and preprogrammed selectors for commonly cooked items. This oven is commonly found in staff lounges.
M0515 | Television, HD, 40" Class | 1 | VV | High definition (HDTV) multimedia flat panel LED 40" class display television. The TV will have a 16:9 wide screen aspect ratio, minimum of 1920 x 1080 display resolution, digital tuner, minimum refresh rate of 60Hz, minimum of two HDMI ports and 1 USB port ENERGY STAR certified.
R7250 | Refrigerator/Freezer, 20 Cubic Feet | 1 | VV | Refrigerator/freezer unit. This type unit includes a food saver system that helps keep food fresher. It also includes roll out wheels and is equipped for an optional automatic icemaker. This unit is of commercial or residential design and use.
3 - SC816 - Flex Storage, R&D | 3 - SC816 - Flex Storage, R&D | 3 - SC816 - Flex Storage, R&D | 3 - SC816 - Flex Storage, R&D | 3 - SC816 - Flex Storage, R&D
JSN | NAME | QTY | ACQ | DESCRIPTION
A1010 | Telecommunication Outlet | 1 | CC | Telecommunication outlet location.
M2055 | Shelving, Storage, Wire, CRS, w/Adjustable Shelves | 4 | VV | Stationary, wire, shelving unit. Unit has fully adjustable shelves constructed of stainless steel. For use in general purpose storage areas. Shelving is provided in various sizes and configurations. Price provided is for a unit approximately 74"H x 18"D x 48"W with four shelves.
4 - SC821 - Chemical Waste Room, R&D | 4 - SC821 - Chemical Waste Room, R&D | 4 - SC821 - Chemical Waste Room, R&D | 4 - SC821 - Chemical Waste Room, R&D | 4 - SC821 - Chemical Waste Room, R&D
JSN | NAME | QTY | ACQ | DESCRIPTION
L2250 | Hood, Fume, Bench | 1 | CC | Benchtop fumehood. This is an auxiliary air type to be sized as required. The unit will have a remote switch with a pilot light, a fluorescent light, an acid resistant fan and blower housing. The minimum average face velocity shall be 100 fpm. It shall include a steel frame sash that is heat resistant to 71 degrees centigrade. The static pressure loss shall not exceed 0.22 inches of water at 100 fpm face velocity. Other accessories and gases are as defined during the design of the facility.
M2010 | Cabinet, Storage, Acid, Undercounter | 1 | CC | Undercounter acid/corrosives storage cabinet. Unit is of 18 gauge welded double wall with vents and grounding wire connections, leak proof sill and adjustable shelves. Equipped with built-in swinging doors and three-point locking doors. Note: Not recommended for phenol, sulfuric or nitric acids.
M2015 | Cabinet, Storage, Flammable, Freestanding | 1 | VV | Freestanding flammable safety storage cabinet. Size as required. Unit is of all welded steel wall construction with vented grounding attachments, raised leak proof door sill and adjustable shelving. Equipped with swinging doors and built-in key lock. Designed for storage of flammable fluids. Complies with OSHA standards, is FM approved and designed IAW NFPA 30.
M2055 | Shelving, Storage, Wire, CRS, w/Adjustable Shelves | 4 | VV | Stationary, wire, shelving unit. Unit has fully adjustable shelves constructed of stainless steel. For use in general purpose storage areas. Shelving is provided in various sizes and configurations. Price provided is for a unit approximately 74"H x 18"D x 48"W with four shelves.
P5215 | Recessed, Emergency Shower/ Eye Wash | 1 | CC | Deluge safety shower. This is a complete, maximum protection safety station consisting of an emergency shower and a recessed eye/face wash fixture. Used anywhere exposure to hazardous substances may occur.
5 - SC822 - Radioactive Waste Room, R&D | 5 - SC822 - Radioactive Waste Room, R&D | 5 - SC822 - Radioactive Waste Room, R&D | 5 - SC822 - Radioactive Waste Room, R&D | 5 - SC822 - Radioactive Waste Room, R&D
JSN | NAME | QTY | ACQ | DESCRIPTION
F2030 | Waste Receptacle, Radioisotope, Lead Line | 1 | VV | Disposal unit for low-level radioactive waste. Constructed of a minimum of 18-guage stainless steel and lined with .125" (3mm) lead. Approximately 20 quart capacity.
M2005 | Cabinet, Storage, Acid, Floor Standing, Shelves | 1 | VV | Floor standing acid storage cabinet. A 30 gallon capacity standard two door cabinet with adjustable shelves, three-point latch with key-lock and 2" raised leak proof sill. An 18-gauge steel frame with vents, 1 1/2" airspace between walls and epoxy finish resistant to chemical attack. Note: Not for use with nitric and sulfuric acids.
M2015 | Cabinet, Storage, Flammable, Freestanding | 1 | VV | Freestanding flammable safety storage cabinet. Size as required. Unit is of all welded steel wall construction with vented grounding attachments, raised leak proof door sill and adjustable shelving. Equipped with swinging doors and built-in key lock. Designed for storage of flammable fluids. Complies with OSHA standards, is FM approved and designed IAW NFPA 30.
M2070 | Shelving, Storage, 77hx36wx18d | 1 | VV | Storage shelving unit approximately 77" H X 36" W X 18" D. Corrosion resistant baked enamel, galvanized or stainless steel open unit with adjustable shelves. The closed version is also available. For use in the storage room.
X9305 | Cabinet, Storage, Lead Lined | 1 | VV | Lead lined storage cabinet. This unit is constructed of rigid steel walls with a 1/16" lead liner between each wall. The lead liner is formed into the cover so that when closed, positive x-ray protection is assured. Designed to hold cassettes up to the 14" X 17" size. This unit is used in nuclear medicine and radioisotope lab.
6 - SC823 - Biological Waste Room, R&D | 6 - SC823 - Biological Waste Room, R&D | 6 - SC823 - Biological Waste Room, R&D | 6 - SC823 - Biological Waste Room, R&D | 6 - SC823 - Biological Waste Room, R&D
JSN | NAME | QTY | ACQ | DESCRIPTION
M2070 | Shelving, Storage, 77hx36wx18d | 1 | VV | Storage shelving unit approximately 77" H X 36" W X 18" D. Corrosion resistant baked enamel, galvanized or stainless steel open unit with adjustable shelves. The closed version is also available. For use in the storage room.
7 - SB561 - R&D Flammable Storage Room, Lgstcs Svc | 7 - SB561 - R&D Flammable Storage Room, Lgstcs Svc | 7 - SB561 - R&D Flammable Storage Room, Lgstcs Svc | 7 - SB561 - R&D Flammable Storage Room, Lgstcs Svc | 7 - SB561 - R&D Flammable Storage Room, Lgstcs Svc
JSN | NAME | QTY | ACQ | DESCRIPTION
A1010 | Telecommunication Outlet | 1 | CC | Telecommunication outlet location.
A1014 | Telephone, Wall Mounted, 1 Line, With Speaker | 1 | VV | Telephone, wall mounted, 1 line, with speaker.
M2015 | Cabinet, Storage, Flammable, Freestanding | 1 | VV | Freestanding flammable safety storage cabinet. Size as required. Unit is of all welded steel wall construction with vented grounding attachments, raised leak proof door sill and adjustable shelving. Equipped with swinging doors and built-in key lock. Designed for storage of flammable fluids. Complies with OSHA standards, is FM approved and designed IAW NFPA 30.
M2055 | Shelving, Storage, Wire, CRS, w/Adjustable Shelves | 4 | VV | Stationary, wire, shelving unit. Unit has fully adjustable shelves constructed of stainless steel. For use in general purpose storage areas. Shelving is provided in various sizes and configurations. Price provided is for a unit approximately 74"H x 18"D x 48"W with four shelves.
P5215 | Recessed, Emergency Shower/ Eye Wash | 1 | CC | Deluge safety shower. This is a complete, maximum protection safety station consisting of an emergency shower and a recessed eye/face wash fixture. Used anywhere exposure to hazardous substances may occur.
8 - SB565 - R&D Corrosive Storage Room, Lgstcs Svc | 8 - SB565 - R&D Corrosive Storage Room, Lgstcs Svc | 8 - SB565 - R&D Corrosive Storage Room, Lgstcs Svc | 8 - SB565 - R&D Corrosive Storage Room, Lgstcs Svc | 8 - SB565 - R&D Corrosive Storage Room, Lgstcs Svc
JSN | NAME | QTY | ACQ | DESCRIPTION
A1010 | Telecommunication Outlet | 1 | CC | Telecommunication outlet location.
A1014 | Telephone, Wall Mounted, 1 Line, With Speaker | 1 | VV | Telephone, wall mounted, 1 line, with speaker.
M2005 | Cabinet, Storage, Acid, Floor Standing, Shelves | 1 | VV | Floor standing acid storage cabinet. A 30 gallon capacity standard two door cabinet with adjustable shelves, three-point latch with key-lock and 2" raised leak proof sill. An 18-gauge steel frame with vents, 1 1/2" airspace between walls and epoxy finish resistant to chemical attack. Note: Not for use with nitric and sulfuric acids.
M2015 | Cabinet, Storage, Flammable, Freestanding | 1 | VV | Freestanding flammable safety storage cabinet. Size as required. Unit is of all welded steel wall construction with vented grounding attachments, raised leak proof door sill and adjustable shelving. Equipped with swinging doors and built-in key lock. Designed for storage of flammable fluids. Complies with OSHA standards, is FM approved and designed IAW NFPA 30.
M2055 | Shelving, Storage, Wire, CRS, w/Adjustable Shelves | 4 | VV | Stationary, wire, shelving unit. Unit has fully adjustable shelves constructed of stainless steel. For use in general purpose storage areas. Shelving is provided in various sizes and configurations. Price provided is for a unit approximately 74"H x 18"D x 48"W with four shelves.
9 - SB267 - R&D Recycling Room, Bldg Sprt | 9 - SB267 - R&D Recycling Room, Bldg Sprt | 9 - SB267 - R&D Recycling Room, Bldg Sprt | 9 - SB267 - R&D Recycling Room, Bldg Sprt | 9 - SB267 - R&D Recycling Room, Bldg Sprt
JSN | NAME | QTY | ACQ | DESCRIPTION
A5077 | Dispenser, Hand Sanitizer, Hands-Free | 1 | VV | A touch free wall-mounted hand sanitizer dispenser. For use throughout a healthcare facility. Unit does not include the sanitizing liquid. Units are battery operated.
A5107 | Dispenser, Glove, Surgical/Examination, Wall Mntd | 1 | VV | Examination three (Small Medium, Large) glove dispenser box for wall mounting. Fabricated of either cold rolled steel with a white baked enamel finish, plastic or acrylic. Hardware not included, Option 3 powder coated steel.
F0530 | Cart, Trash | 1 | VV | Heavy duty trash cart, approximately 42" high X 74" wide X 34" deep with two (2) solid non-marking rubber roller bearing wheels, one (1) or two (2) swivel casters, 2000 pound capacity and tilt mechanism.
F2026 | Container, Recycling, Large | 1 | VV | Recycling container shall be approximately 30-gallons in capacity. The container may include a lid and be Recycle Blue in color with the recycle symbol identified on the container.
10 - SB241 - R&D Gas Manifold Room, Bldg Sprt | 10 - SB241 - R&D Gas Manifold Room, Bldg Sprt | 10 - SB241 - R&D Gas Manifold Room, Bldg Sprt | 10 - SB241 - R&D Gas Manifold Room, Bldg Sprt | 10 - SB241 - R&D Gas Manifold Room, Bldg Sprt
JSN | NAME | QTY | ACQ | DESCRIPTION
M2025 | Rack, Storage, Cylinder, Gas | 1 | VV | Medical gas cylinder storage rack. Unit is a modular cage frame for holding various sizes of gas cylinders. Nylon or fabric securing straps can be attached to the frame bars to stabilize gas cylinders. Add additional units or specify size as required when ordering. This item is often locally fabricated.
M2117 | Truck, Hand, 2 Wheel, Gas Cylinder | 1 | VV | A gas cylinder hand truck for a single 12" cylinder with a minimum capacity of 300 lbs.
11 - SB551 - R&D Full / Empty Gas Cylinder Storage Room, Lgstcs Svc | 11 - SB551 - R&D Full / Empty Gas Cylinder Storage Room, Lgstcs Svc | 11 - SB551 - R&D Full / Empty Gas Cylinder Storage Room, Lgstcs Svc | 11 - SB551 - R&D Full / Empty Gas Cylinder Storage Room, Lgstcs Svc | 11 - SB551 - R&D Full / Empty Gas Cylinder Storage Room, Lgstcs Svc
JSN | NAME | QTY | ACQ | DESCRIPTION
M2025 | Rack, Storage, Cylinder, Gas | 1 | VV | Medical gas cylinder storage rack. Unit is a modular cage frame for holding various sizes of gas cylinders. Nylon or fabric securing straps can be attached to the frame bars to stabilize gas cylinders. Add additional units or specify size as required when ordering. This item is often locally fabricated.
M2117 | Truck, Hand, 2 Wheel, Gas Cylinder | 1 | VV | A gas cylinder hand truck for a single 12" cylinder with a minimum capacity of 300 lbs.
12 - SC391 - BLR&D Telecommunications Room (TR), OIT | 12 - SC391 - BLR&D Telecommunications Room (TR), OIT | 12 - SC391 - BLR&D Telecommunications Room (TR), OIT | 12 - SC391 - BLR&D Telecommunications Room (TR), OIT | 12 - SC391 - BLR&D Telecommunications Room (TR), OIT
JSN | NAME | QTY | ACQ | DESCRIPTION
_0001 | Cabinet, With Internal Equipment Mounting Rack, St | 1 | . | Cabinet with internal equipment mounting rack, steel.
_0002 | Rack, Equipment, Freestanding, Steel | 1 | . | Equipment rack, freestanding, steel.
_0004 | Wire Management System | 1 | . | Wire management system.
_0005 | Tray, Cable | 1 | CC | Cable trays for communication systems
_0006 | Access Control System and Database Management | 1 | CC | Equipment as required for fully functioning Access Control System and Database Management System
_0007 | Button, Alarm, Security/Duress | 1 | CC | Alarm button for security system
_0008 | Intrussion Detection System | 1 | CC | Equipment as required for fully functioning Intrussion Detection System, referred as IDS
_0010 | Electronic Personal Protection system | 1 | CC | Equipment as required for fully functioning Durecc-Panic Alarms, Emergency Phones / Call Boxes, and Intercomsystems, referred to as EPPS system.
_0011 | Security Access Detection | 1 | CC | Equipment as required for fully functioning Detection and Screening System referred to as the Security Access Detection system.
_0012 | Physical Access Control system | 1 | CC | Equipment as required for fully functioning Physical Access Control System, referred to as the PACS system.
_0013 | Nurse Call, Code Blue systems | 1 | CC | Equipment as required for fully operating Critical Service Nurse Call Life Safety Code Blue communications system
_0014 | Public Address, mass notification systems | 1 | CC | Equipment as required for fully operating Emergency/Public Safety Public Address and Mass Notificacion communication (PA) system.
_0015 | Fire Detection and Alarm | 1 | CC | Equipment as required for fully functioning Fire Detection and Alarm system.
_0016 | Video Surveillance | 1 | CC | Equipment as required for fully functioning Video Surveilance System, which is identified as the Closed Cirtuit Television System, referred to as the CCTV System.
_0017 | Master Antenna TV equipment and system | 1 | CC | Equipment as required for fully operating Master Antenna Television (TV) system
_0018 | Miscellaneous Medical Systems | 1 | CC | Equipment as required for installation and connectionof the Miscellaneous medical equipment and system, including; psychiatric (Mental Health) Security Unit Door Signal Systems; Narcotics Storage Signal System; and, Elapsed TIme Indicators.
_0020 | Air Conditioner, Computer Room | 1 | CC | Process cooling, split system or chilled water, air conditioning unit designed for computer room use.Unit shall be packaged, factory assembled, pre-wired and pre-piped; consisting of cabinet, fans, filters, humidifiers and controls.
A0920 | Server, Computer, Blade | 1 | VV | A full height 4-socket blade server that allows deployment of large Enterprise-class applications. The server will have the ability to support heavy virtualization or workload consolidation in maximum density. The server will deliver a unique array of options configured to meet the needs of the IT environment today and in the future. Features include dual internal SD cards, which allow for redundancy for the embedded hypervisor and FlexMem bridge technology. Will have Xeon processors and advanced systems management capabilities.
A0925 | Cabinet, Computer, Server, Blade | 7 | VV | Rack enclosure cabinet for blade servers and other data center components. Rack is designed to support power management, efficient cooling and flexible cable management. Front and rear doors will aid cooling and simplify component installations. Numerous sizes and configurations are available.
A1010 | Telecommunication Outlet | 7 | CC | Telecommunication outlet location.
A1014 | Telephone, Wall Mounted, 1 Line, With Speaker | 1 | VV | Telephone, wall mounted, 1 line, with speaker.
13 - SB244 - R&D Housekeeping Aides Closet (HAC), Bldg Sprt | 13 - SB244 - R&D Housekeeping Aides Closet (HAC), Bldg Sprt | 13 - SB244 - R&D Housekeeping Aides Closet (HAC), Bldg Sprt | 13 - SB244 - R&D Housekeeping Aides Closet (HAC), Bldg Sprt | 13 - SB244 - R&D Housekeeping Aides Closet (HAC), Bldg Sprt
JSN | NAME | QTY | ACQ | DESCRIPTION
A5075 | Dispenser, Soap, Disposable | 1 | VV | Disposable soap dispenser. One-handed dispensing operation. Designed to accommodate disposable soap cartridge and valve.
A5080 | Dispenser, Paper Towel, SS, Surface Mounted | 1 | CC | A surface mounted, satin finish stainless steel, single-fold, paper towel dispenser. Dispenser features: tumbler lock; front hinged at bottom; and refill indicator slot. Minimum capacity 400 single-fold paper towels. For general purpose use throughout the facility.
A5107 | Dispenser, Glove, Surgical/Examination, Wall Mntd | 1 | VV | Examination three (Small Medium, Large) glove dispenser box for wall mounting. Fabricated of either cold rolled steel with a white baked enamel finish, plastic or acrylic. Hardware not included, Option 3 powder coated steel.
A5135 | Shelf, Utility W/ Mop/Broom Holders, SS, Surf Mntd | 1 | CC | A surface mounted, satin finish stainless steel, utility shelf with a maximum of 6 mop/broom holders and 5 rag hooks. Utility shelf features: 8" deep shelf; mounting brackets welded to shelf; spring activated rubber cam holders; and drying rod. Unit is available in various widths 30" (minimum, 3 holders and 2 hooks) to 48" (maximum, 6 holders and 5 hooks). For use in janitor closets. Pricing based on a 36" width.
F0500 | Cart, Janitor's | 1 | VV | Janitors cart, 38" high X 66" wide X 20" deep with 25 gallon heavy duty collection bag. Accommodations for locking vault and janitorial support items (broom, dust pan, chemicals, mop and mop bucket; not included).
F0505 | Bucket, Mop, With Wringer, 26 Quart | 1 | VV | Mobile mop bucket / wringer combination, approximately 35" H x 17" W x 22" D with four 2" casters. Total capacity is 26 quarts. Unit used for general hard surface floor maintenance.
P2000 | Eyewash, Wall Mounted, Hands-Free | 1 | CC | Wall mounted emergency eye wash station. The flow of water from the unit is activated by hand. Upon initiation of water flow the unit will operate hands free to provide streams of water to clear foreign particles or dilute caustic liquids from the eyes in emergency situations. Used in laboratories and areas of the hospital where employees are subject to foreign bodies or liquid material to the eyes.
P2451 | Valve, Mixing, Thermostatic, Eyewash | 1 | CC | Emergency tempering valve thermostatically mixes hot and cold water to provide a safe fluid supply for a single emergency eye/face wash with a flow rate of 10 gpm (38.8L)
P4700 | Sink, Mop, Molded Stone | 1 | CC | Mop service sink approximately 10"H x 36"W x 24"D. Also called a mop service basin and a mop receptor. Unit is made of molded stone and is a one piece item. It shall include a service faucet hose, hose bracket and mop hanger. Used in utility rooms for cleaning mops and floor cleaning equipment.