## Report Info
Contents - VA PG-18-5 Department of Veterans Affairs MENTAL HEALTH RESIDENT CARE UNIT (MH RCU) (312) Workshop Report Generated: 15 Mar 2022 10:24AM ET

## MENTAL HEALTH RESIDENT CARE UNI
MENTAL HEALTH RESIDENT CARE UNIT (MH RCU) (312) | MENTAL HEALTH RESIDENT CARE UNIT (MH RCU) (312) | MENTAL HEALTH RESIDENT CARE UNIT (MH RCU) (312) | MENTAL HEALTH RESIDENT CARE UNIT (MH RCU) (312) | MENTAL HEALTH RESIDENT CARE UNIT (MH RCU) (312)
1 - RECEPTION AREA | 1 - RECEPTION AREA | 1 - RECEPTION AREA | 1 - RECEPTION AREA | 1 - RECEPTION AREA
1 - SB291 - MH RCU Vestibule, Bldg Sprt | 1 - SB291 - MH RCU Vestibule, Bldg Sprt | 1 - SB291 - MH RCU Vestibule, Bldg Sprt | 1 - SB291 - MH RCU Vestibule, Bldg Sprt | 1 - SB291 - MH RCU Vestibule, Bldg Sprt
JSN | NAME | QTY | ACQ/INS | DESCRIPTION
A6046 | Artwork, Decorative, With Frame | 1 | VV | This JSN is to be used for determining and defining location of decorative artwork.
2 - SC183 - MH RCU Reception, Clncl Sprt | 2 - SC183 - MH RCU Reception, Clncl Sprt | 2 - SC183 - MH RCU Reception, Clncl Sprt | 2 - SC183 - MH RCU Reception, Clncl Sprt | 2 - SC183 - MH RCU Reception, Clncl Sprt
JSN | NAME | QTY | ACQ/INS | DESCRIPTION
A1015 | Telephone, Desk, Multiple Line | 1 | VV | Telephone, desk, multiple line.
A6105 | Counter, Reception Control, Built-In | 1 | CC | Counter, control, inpatient, built-in. Consists of two 18” wide base cabinets with two drawers and file drawer, two 30” wide pencil drawers and two 18” wide base cabinet with four drawers. The countertop shall be a composition of wood particle core with plastic laminate surface having a hard smooth surface finish, standard thickness of 1” and a 4” butt backsplash/curb. Pricing based on a 30" depth.
F0275 | Chair, Swivel, High Back | 1 | VV | Highback contemporary swivel chair, 41" high X 23" wide X 23" deep with five (5) caster swivel base and arms. Chair may be used at desks or in conference rooms. Back and seat are foam padded and upholstered with either woven textile fabric or vinyl.
F2000 | Basket, Wastepaper, Fire Resistant | 1 | VV | Wastepaper basket, fire resistant, approximately 40 quart capacity. This unit is used to collect and temporarily store small quantities of paper refuse in patient rooms, administrative areas and nursing stations. Size and shape varies depending on the application and manufacturer selected.
M1801 | Computer, Microprocessing, w/Flat Panel Monitor | 1 | VV | Desk top microprocessing computer. The unit shall consist of a central processing mini tower, flat panel monitor, keyboard, mouse and speakers. The system shall have the following minimum characteristics: a 2.8 GHz Pentium processor; 512 MB memory; 80GB hard drive; 32/48x CD-ROMDVD combo; 1.44MB network interface card; video 32 MB NVIDIA; a 18 inch flat panel monitor. The computer is used throughout the facility to input, manipulate and retrieve information.
3 - SB071 - 16-Bed MH RCU Public Waiting, Bldg Sprt | 3 - SB071 - 16-Bed MH RCU Public Waiting, Bldg Sprt | 3 - SB071 - 16-Bed MH RCU Public Waiting, Bldg Sprt | 3 - SB071 - 16-Bed MH RCU Public Waiting, Bldg Sprt | 3 - SB071 - 16-Bed MH RCU Public Waiting, Bldg Sprt
JSN | NAME | QTY | ACQ/INS | DESCRIPTION
A5077 | Dispenser, Hand Sanitizer, Hands-Free | 1 | VV | A touch free wall-mounted hand sanitizer dispenser. For use throughout a healthcare facility. Unit does not include the sanitizing liquid. Units are battery operated.
A5210 | Bracket, Television, Wall Mounted, w/Adjust Arm | 1 | VV | Wall mounted television bracket with adjustable arm. Consists of movable arm with minimum 120 degree swivel. Designed for holding wall mounted, flat panel television units in patient rooms.
A5220 | Bracket, Television, Wall Backing | 1 | CC | Wall mounted television bracket backing which provides additional support and strength for the installation of the television bracket. Option available for interior or exterior plate and sized for 12” 16” or 24” stud spacing.
A6046 | Artwork, Decorative, With Frame | 1 | VV | This JSN is to be used for determining and defining location of decorative artwork.
F0206 | Chair, Side, Bariatric, With Arms | 1 | VV | A bariatric side chair with arms for use in a waiting room, lobby or other patient area. Chair will have a padded seat and back and have a capacity of 800 pounds.
F0305 | Chair, Waiting Room, Single | 4 | VV | Single seat waiting room chair with foam padded seat and back. Upholstered with either woven fabric textile or vinyl. Arms and floor glides included.
F2000 | Basket, Wastepaper, Fire Resistant | 1 | VV | Wastepaper basket, fire resistant, approximately 40 quart capacity. This unit is used to collect and temporarily store small quantities of paper refuse in patient rooms, administrative areas and nursing stations. Size and shape varies depending on the application and manufacturer selected.
F2300 | Rack, Magazine, Wall Mounted | 1 | VV | Wall mounted magazine rack with nine (9) magazine holding compartments.
F3200 | Clock, Battery, 12" Diameter | 1 | VV | Clock, 12" diameter. Round surface, easy to read numbers with sweep second hand. Wall mounted unit for use when impractical to install a fully synchronized clock system. Battery operated, (batteries not included).
M0506 | Television, Flat Screen | 1 | VV | Flat screen television with approximately 32'" to 40' diagonal screen size. The TV will have built-in speakers, NTSC tuner, a 16:9 wide screen aspect ratio, a minimum of 1280 x 768 resolution and a remote control.
4 - SB071 - 20-Bed MH RCU Public Waiting, Bldg Sprt | 4 - SB071 - 20-Bed MH RCU Public Waiting, Bldg Sprt | 4 - SB071 - 20-Bed MH RCU Public Waiting, Bldg Sprt | 4 - SB071 - 20-Bed MH RCU Public Waiting, Bldg Sprt | 4 - SB071 - 20-Bed MH RCU Public Waiting, Bldg Sprt
JSN | NAME | QTY | ACQ/INS | DESCRIPTION
A5077 | Dispenser, Hand Sanitizer, Hands-Free | 1 | VV | A touch free wall-mounted hand sanitizer dispenser. For use throughout a healthcare facility. Unit does not include the sanitizing liquid. Units are battery operated.
A5210 | Bracket, Television, Wall Mounted, w/Adjust Arm | 1 | VV | Wall mounted television bracket with adjustable arm. Consists of movable arm with minimum 120 degree swivel. Designed for holding wall mounted, flat panel television units in patient rooms.
A5220 | Bracket, Television, Wall Backing | 1 | CC | Wall mounted television bracket backing which provides additional support and strength for the installation of the television bracket. Option available for interior or exterior plate and sized for 12” 16” or 24” stud spacing.
A6046 | Artwork, Decorative, With Frame | 1 | VV | This JSN is to be used for determining and defining location of decorative artwork.
F0206 | Chair, Side, Bariatric, With Arms | 1 | VV | A bariatric side chair with arms for use in a waiting room, lobby or other patient area. Chair will have a padded seat and back and have a capacity of 800 pounds.
F0305 | Chair, Waiting Room, Single | 4 | VV | Single seat waiting room chair with foam padded seat and back. Upholstered with either woven fabric textile or vinyl. Arms and floor glides included.
F2000 | Basket, Wastepaper, Fire Resistant | 1 | VV | Wastepaper basket, fire resistant, approximately 40 quart capacity. This unit is used to collect and temporarily store small quantities of paper refuse in patient rooms, administrative areas and nursing stations. Size and shape varies depending on the application and manufacturer selected.
F2300 | Rack, Magazine, Wall Mounted | 1 | VV | Wall mounted magazine rack with nine (9) magazine holding compartments.
F3200 | Clock, Battery, 12" Diameter | 1 | VV | Clock, 12" diameter. Round surface, easy to read numbers with sweep second hand. Wall mounted unit for use when impractical to install a fully synchronized clock system. Battery operated, (batteries not included).
M0506 | Television, Flat Screen | 1 | VV | Flat screen television with approximately 32'" to 40' diagonal screen size. The TV will have built-in speakers, NTSC tuner, a 16:9 wide screen aspect ratio, a minimum of 1280 x 768 resolution and a remote control.
5 - SB071 - 24-Bed MH RCU Public Waiting, Bldg Sprt | 5 - SB071 - 24-Bed MH RCU Public Waiting, Bldg Sprt | 5 - SB071 - 24-Bed MH RCU Public Waiting, Bldg Sprt | 5 - SB071 - 24-Bed MH RCU Public Waiting, Bldg Sprt | 5 - SB071 - 24-Bed MH RCU Public Waiting, Bldg Sprt
JSN | NAME | QTY | ACQ/INS | DESCRIPTION
A5077 | Dispenser, Hand Sanitizer, Hands-Free | 1 | VV | A touch free wall-mounted hand sanitizer dispenser. For use throughout a healthcare facility. Unit does not include the sanitizing liquid. Units are battery operated.
A5210 | Bracket, Television, Wall Mounted, w/Adjust Arm | 1 | VV | Wall mounted television bracket with adjustable arm. Consists of movable arm with minimum 120 degree swivel. Designed for holding wall mounted, flat panel television units in patient rooms.
A5220 | Bracket, Television, Wall Backing | 1 | CC | Wall mounted television bracket backing which provides additional support and strength for the installation of the television bracket. Option available for interior or exterior plate and sized for 12” 16” or 24” stud spacing.
A6046 | Artwork, Decorative, With Frame | 1 | VV | This JSN is to be used for determining and defining location of decorative artwork.
F0206 | Chair, Side, Bariatric, With Arms | 1 | VV | A bariatric side chair with arms for use in a waiting room, lobby or other patient area. Chair will have a padded seat and back and have a capacity of 800 pounds.
F0305 | Chair, Waiting Room, Single | 4 | VV | Single seat waiting room chair with foam padded seat and back. Upholstered with either woven fabric textile or vinyl. Arms and floor glides included.
F2000 | Basket, Wastepaper, Fire Resistant | 1 | VV | Wastepaper basket, fire resistant, approximately 40 quart capacity. This unit is used to collect and temporarily store small quantities of paper refuse in patient rooms, administrative areas and nursing stations. Size and shape varies depending on the application and manufacturer selected.
F2300 | Rack, Magazine, Wall Mounted | 1 | VV | Wall mounted magazine rack with nine (9) magazine holding compartments.
F3200 | Clock, Battery, 12" Diameter | 1 | VV | Clock, 12" diameter. Round surface, easy to read numbers with sweep second hand. Wall mounted unit for use when impractical to install a fully synchronized clock system. Battery operated, (batteries not included).
M0506 | Television, Flat Screen | 1 | VV | Flat screen television with approximately 32'" to 40' diagonal screen size. The TV will have built-in speakers, NTSC tuner, a 16:9 wide screen aspect ratio, a minimum of 1280 x 768 resolution and a remote control.
6 - SB071 - 28-Bed MH RCU Public Waiting, Bldg Sprt | 6 - SB071 - 28-Bed MH RCU Public Waiting, Bldg Sprt | 6 - SB071 - 28-Bed MH RCU Public Waiting, Bldg Sprt | 6 - SB071 - 28-Bed MH RCU Public Waiting, Bldg Sprt | 6 - SB071 - 28-Bed MH RCU Public Waiting, Bldg Sprt
JSN | NAME | QTY | ACQ/INS | DESCRIPTION
A5077 | Dispenser, Hand Sanitizer, Hands-Free | 1 | VV | A touch free wall-mounted hand sanitizer dispenser. For use throughout a healthcare facility. Unit does not include the sanitizing liquid. Units are battery operated.
A5210 | Bracket, Television, Wall Mounted, w/Adjust Arm | 1 | VV | Wall mounted television bracket with adjustable arm. Consists of movable arm with minimum 120 degree swivel. Designed for holding wall mounted, flat panel television units in patient rooms.
A5220 | Bracket, Television, Wall Backing | 1 | CC | Wall mounted television bracket backing which provides additional support and strength for the installation of the television bracket. Option available for interior or exterior plate and sized for 12” 16” or 24” stud spacing.
A6046 | Artwork, Decorative, With Frame | 1 | VV | This JSN is to be used for determining and defining location of decorative artwork.
F0206 | Chair, Side, Bariatric, With Arms | 1 | VV | A bariatric side chair with arms for use in a waiting room, lobby or other patient area. Chair will have a padded seat and back and have a capacity of 800 pounds.
F0305 | Chair, Waiting Room, Single | 4 | VV | Single seat waiting room chair with foam padded seat and back. Upholstered with either woven fabric textile or vinyl. Arms and floor glides included.
F2000 | Basket, Wastepaper, Fire Resistant | 1 | VV | Wastepaper basket, fire resistant, approximately 40 quart capacity. This unit is used to collect and temporarily store small quantities of paper refuse in patient rooms, administrative areas and nursing stations. Size and shape varies depending on the application and manufacturer selected.
F2300 | Rack, Magazine, Wall Mounted | 1 | VV | Wall mounted magazine rack with nine (9) magazine holding compartments.
F3200 | Clock, Battery, 12" Diameter | 1 | VV | Clock, 12" diameter. Round surface, easy to read numbers with sweep second hand. Wall mounted unit for use when impractical to install a fully synchronized clock system. Battery operated, (batteries not included).
M0506 | Television, Flat Screen | 1 | VV | Flat screen television with approximately 32'" to 40' diagonal screen size. The TV will have built-in speakers, NTSC tuner, a 16:9 wide screen aspect ratio, a minimum of 1280 x 768 resolution and a remote control.
7 - SB191 - MH RCU Public Toilet, Bldg Sprt | 7 - SB191 - MH RCU Public Toilet, Bldg Sprt | 7 - SB191 - MH RCU Public Toilet, Bldg Sprt | 7 - SB191 - MH RCU Public Toilet, Bldg Sprt | 7 - SB191 - MH RCU Public Toilet, Bldg Sprt
JSN | NAME | QTY | ACQ/INS | DESCRIPTION
A1067 | Mirror, Float Glass, ADA Accessible | 1 | CC | A high quality 1/4" polished float glass mirror with a stainless steel frame. Frame holds mirror in a tilted position for accessibility and compliance with ADA requirements. Mirror has a galvanized steel back secured to frame with concealed screws with integral horizontal hanging brackets. Mirror shall be approximately 18" wide and 36" high. Other sizes are available.
A4995 | Table, Diaper Changing, Wall Mounted | 1 | CC | Wall mounted diaper changing table for use in public restrooms. Unit is a fold down system that folds upward when not in use for minimal intrusion into the room. Changing surface is contoured and has safety belt to insure that an infant will not fall from the table. Table is designed to hold no less than 250 pounds static weight. Closed dimensions are approximately 21" H x 36" W x 5" D. Open dimensions vary according to style. One system's open dimensions are 15 " high, 32" wide and 19" deep.
A5075 | Dispenser, Soap, Disposable | 1 | VV | Disposable soap dispenser. One-handed dispensing operation. Designed to accommodate disposable soap cartridge and valve.
A5082 | Dispenser, Paper Towel, Sensor, Hands Free | 1 | CC | A surface mounted, sensor activated, automatic, roll paper towel dispenser. The unit dispenses a paper towel automatically only when hands are place in position below the dispenser for maximum sanitation and hygiene. May include adjustable settings for sheet length, time delay, and sensor range. Unit is battery operated or with optional AC power adapter.
A5090 | Disposal, Sanitary Napkin, SS, Surface Mounted | 1 | CC | A surface mounted, satin finish stainless steel, sanitary napkin disposal. Disposal features a flip-up cover, secured to the container by a heavy duty stainless steel piano-hinge. Disposal may be secured to wall or toilet partition. For general purpose use in female toilet stalls or rooms and uni-sex toilet rooms.
A5109 | Grab Bar, 1-1/4" Dia., SS, 2 Wall, W/C Accessible | 1 | CC | A 1-1/4" diameter, satin finish stainless steel, peened gripping surface, 2 wall toilet stall/ room, grab bar with concealed mounting flanges. Snap over flanges are provided to conceal mounting screws. A selection of mounting kits and concealed anchor devices are available from the manufacturers for different types of installations. Grab bar shall comply with barrier-free accessibility guidelines for structural strength. For typical water closet applications in toilet stalls and rooms where ADA (American's With Disabilities Act) requirements must be met.
A5145 | Hook, Garment, Double, SS, Surface Mounted | 1 | CC | A surface mounted, satin finish stainless steel, double garment hook. Equipped with a concealed mounting bracket that is secured to a concealed wall plate. For general purpose use throughout the facility to hang various items of apparel.
A5200 | Dispenser, Toilet Tissue, SS, 2-Roll, Surface Mntd | 1 | CC | A concealed surface mounted, double roll, satin finish stainless steel, toilet tissue dispenser. Unit accommodates two standard-core toilet tissue rolls through 5" in diameter. Spindles are chrome plated plastic with a heavy-duty internal spring and turn freely for non-controlled delivery. For general purpose use in restrooms.
F2010 | Basket, Wastepaper, Step-On | 1 | VV | "Step-on" wastepaper basket with inner liner and foot petal activated flip top.
P3200 | Lavatory, Vitreous China, Slab Type w/Sens Op Fauc | 1 | CC | Wall mounted, slab type, vitreous china, lavatory (approximately 7 x 15 x 10 inches) with faucet holes on 4 inch centers; electronic sensor operated, goose neck spout and grid strainer. It shall be suitable for use in clinics, offices and patient care areas.
P9050 | Toilet, Wall Hung, Siphon Jet | 1 | CC | Siphon jet water closet/ toilet. This unit is wall hung with an elongated bowl, top spud flushometer, seat with open front and check hinge, and carrier. Used in restrooms throughout the health care facility.
8 - RMH11 - Family / Public Visitation Room, MH RCU | 8 - RMH11 - Family / Public Visitation Room, MH RCU | 8 - RMH11 - Family / Public Visitation Room, MH RCU | 8 - RMH11 - Family / Public Visitation Room, MH RCU | 8 - RMH11 - Family / Public Visitation Room, MH RCU
JSN | NAME | QTY | ACQ/INS | DESCRIPTION
A1010 | Telecommunication Outlet | 1 | VV | Telecommunication outlet location.
A1032 | Locker, Box, Personal Effects | 8 | VV | Personal effects locker box. Provides 6, one cubic foot spaces per locker with individually lockable doors. For use in staff lounges and patient areas where temporary storage of valuables and personal effects is required. Each box within the locker will be provided with a key lock that retains the key when open.
F0206 | Chair, Side, Bariatric, With Arms | 1 | VV | A bariatric side chair with arms for use in a waiting room, lobby or other patient area. Chair will have a padded seat and back and have a capacity of 800 pounds.
F0210 | Chair, Side, Without Arms | 2 | VV | Upholstered side chair approximately 32" high X 19" wide X 23" deep with floor glides. Seat is non-tilting and without arms.
F2000 | Basket, Wastepaper, Fire Resistant | 1 | VV | Wastepaper basket, fire resistant, approximately 40 quart capacity. This unit is used to collect and temporarily store small quantities of paper refuse in patient rooms, administrative areas and nursing stations. Size and shape varies depending on the application and manufacturer selected.
F3200 | Clock, Battery, 12" Diameter | 1 | VV | Clock, 12" diameter. Round surface, easy to read numbers with sweep second hand. Wall mounted unit for use when impractical to install a fully synchronized clock system. Battery operated, (batteries not included).
9 - SB297 - MH RCU Personal Property Locker Alcove, Bldg Sprt | 9 - SB297 - MH RCU Personal Property Locker Alcove, Bldg Sprt | 9 - SB297 - MH RCU Personal Property Locker Alcove, Bldg Sprt | 9 - SB297 - MH RCU Personal Property Locker Alcove, Bldg Sprt | 9 - SB297 - MH RCU Personal Property Locker Alcove, Bldg Sprt
JSN | NAME | QTY | ACQ/INS | DESCRIPTION
A1030 | Locker, 2 Person, Over/Under | 12 | VV | Two person locker, double tier, 72Hx12Wx18D. This unit includes hooks for coats and hats. Door equipped with safety guard handles. Designed for storage of coats, hats, and other personal belongings. Other width and depths are available.
A1080 | Mirror, Posture, Wall Mounted | 1 | CC | Wall mounted posture mirror. Consists of a 1/4" plate glass in a sturdy corrosion resistant frame with water proof back. For educational and therapy programs.
2 - COMMON RESIDENT SERVICES AREA | 2 - COMMON RESIDENT SERVICES AREA | 2 - COMMON RESIDENT SERVICES AREA | 2 - COMMON RESIDENT SERVICES AREA | 2 - COMMON RESIDENT SERVICES AREA
1 - RMH21 - Community Room, MH RCU | 1 - RMH21 - Community Room, MH RCU | 1 - RMH21 - Community Room, MH RCU | 1 - RMH21 - Community Room, MH RCU | 1 - RMH21 - Community Room, MH RCU
JSN | NAME | QTY | ACQ/INS | DESCRIPTION
A5212 | Bracket, Television, Wall-Mounted, Tilt/Angle | 1 | VV | A wall mounted, tilt/angled TV bracket for 37" to 80" TVs. Mount will be a universal and VESA compliant unit with a load capacity of up to 130 lbs.
F0115 | Bookcase, Open, 5 Shelf | 1 | VV | Freestanding open shelf bookcase, approximately 82" high X 37" wide X 18" deep with 5 (five) adjustable shelves. Unit can be separate or part of a system with available add-on shelving.
F0205 | Chair, Side With Arms | 2 | VV | Upholstered side chair, 32" high X 21" wide X 23" deep with arms, padded seats and padded backs. Seat height is a minimum of 17". Available with or without sled base.
F0225 | Chair, Dining Room | 2 | VV | Dining room chair with glides. Chair has straight legs with cushioned cloth or vinyl seat.
F0250 | Chair, Arm, Lounge Type | 6 | VV | Lounge chair approximately 33" high X 28" wide X 29" deep, with arms and floor glides. Chair completely padded and upholstered in either woven textile fabric or vinyl.
F0375 | Sofa, Upholstered | 2 | VV | Executive sofa with woven fabric textile or vinyl upholstery, foam padded arms, steel spring and foam rubber backs and seats, and floor glides.
F0735 | Table, Coffee | 2 | VV | Coffee table, approximately 18" high X 52" wide X 24" deep.
F0740 | Table, Occasional, Lamp | 2 | VV | Occasional lamp table (end table) approximately 20" high X 27" wide X 27" deep with choice of finishes (wood, oak veneer, or high pressure laminate).
F0795 | Table, Dining | 1 | VV | Dining table. Round 42" diameter or square 42" X 42". Used in dining facilities and can comfortably seat up to four (4) persons.
F2000 | Basket, Wastepaper, Fire Resistant | 1 | VV | Wastepaper basket, fire resistant, approximately 40 quart capacity. This unit is used to collect and temporarily store small quantities of paper refuse in patient rooms, administrative areas and nursing stations. Size and shape varies depending on the application and manufacturer selected.
F2305 | Rack, Magazine, F/S | 2 | VV | Free standing magazine rack. Used to display publications in offices, lobbies, and waiting areas.
F2420 | Lamp, Table, With Shade | 1 | VV | Table lamp, 27-34" high X 6" wide X 6" deep with linen shade. Convenience outlet required at point of use.
F3200 | Clock, Battery, 12" Diameter | 1 | VV | Clock, 12" diameter. Round surface, easy to read numbers with sweep second hand. Wall mounted unit for use when impractical to install a fully synchronized clock system. Battery operated, (batteries not included).
M0515 | Television, HD, 40" Class | 1 | VV | High definition (HDTV) multimedia flat panel LED 40" class display television. The TV will have a 16:9 wide screen aspect ratio, minimum of 1920 x 1080 display resolution, digital tuner, minimum refresh rate of 60Hz, minimum of two HDMI ports and 1 USB port ENERGY STAR certified.
2 - RMH23 - 16-Bed / 20-Bed RCU Community Room Kitchen, MH RCU | 2 - RMH23 - 16-Bed / 20-Bed RCU Community Room Kitchen, MH RCU | 2 - RMH23 - 16-Bed / 20-Bed RCU Community Room Kitchen, MH RCU | 2 - RMH23 - 16-Bed / 20-Bed RCU Community Room Kitchen, MH RCU | 2 - RMH23 - 16-Bed / 20-Bed RCU Community Room Kitchen, MH RCU
JSN | NAME | QTY | ACQ/INS | DESCRIPTION
A5075 | Dispenser, Soap, Disposable | 1 | VV | Disposable soap dispenser. One-handed dispensing operation. Designed to accommodate disposable soap cartridge and valve.
A5080 | Dispenser, Paper Towel, SS, Surface Mounted | 1 | CC | A surface mounted, satin finish stainless steel, single-fold, paper towel dispenser. Dispenser features: tumbler lock; front hinged at bottom; and refill indicator slot. Minimum capacity 400 single-fold paper towels. For general purpose use throughout the facility.
C02C0 | Cabinet, U/C/B, 1 Shelf, 1 Drawer, 1 DO, 36x24x22 | 2 | CC | Standing height under counter base cabinet with an adjustable shelf and a full width drawer above a solid right or left-hinged door (appropriate door hinge configuration to be indicated on equipment elevation drawings). Also referred to as a combination cabinet or a drawer and cupboard cabinet. For general purpose use throughout the facility.
C04E0 | Cabinet, U/C/B, 1 Shelf, 1 Drawer, 2 DO, 36x36x22 | 4 | CC | Standing height under counter base cabinet with an adjustable shelf and a full width drawer above solid hinged doors. Also referred to as a combination cabinet or a drawer and cupboard cabinet. For general purpose use throughout the facility.
CB020 | Cabinet, W/H, 2 Shelf, 1 DO, Sloping Top, 38x24x13 | 3 | CC | Wall hung cabinet with two adjustable shelves, solid right or left-hinged door (appropriate door hinge configuration to be indicated on equipment elevation drawings), and sloping top. Also referred to as a solid hinged single door case. For general purpose use throughout the facility.
CS230 | Sink, SS, Double Compartment, 10x14x16 ID | 1 | CC | Double compartment stainless steel sink, drop-in, self-rimming, ledge-type, connected with a drain and provided with a mixing faucet. It shall also be provided with pre-punched fixture holes on 4" center, integral back ledge to accommodate deck-mounted fixtures, brushed/polished interior and top surfaces, and sound deadened. Recommended for use in suspended or U/C/B sink cabinets having a high plastic laminate or Chemsurf laminate countertop/work surface. Coordinate actual outside sink dimensions with the actual clear dimension of cabinet specified to ensure that they are compatible. For general purpose use throughout the facility.
CS250 | Sink, SS, Single Compartment, 6x12x9 ID | 1 | CC | Single compartment stainless steel sink, drop-in, self-rimming, ledge-type, connected with a drain and provided with a mixing faucet. It shall also be provided with pre-punched fixture holes on 4" center, integral back ledge to accommodate deck-mounted fixtures, brushed/polished interior and top surfaces, and sound deadened. Recommended for use in suspended or U/C/B sink cabinets having a high plastic laminate or Chemsurf laminate countertop/work surface. For general purpose use throughout the facility.
CT020 | Countertop, Solid Surface | 3 | CC | A solid, nonporous countertop with a smooth seamless appearance. Easy to clean and maintain and with proper cleaning does not support the growth of mold. An acrylic-based solid surface product. Standard thickness of 1", and a 4" butt backsplash/curb. Also referred to as a work surface or work top. Available in a choice of colors and depths. Used in lab and other hospital areas requiring optimum physical and chemical resisting properties.
F2016 | Waste Receptacle, 40 GAL | 1 | VV | Rectangular steel waste receptacle with step-on lid and a 40 gallon capacity. The receptacle is used to collect and temporarily store small quantities of paper refuse. Can be used in restrooms, patient areas, laboratories, pharmacies, etc.
F2026 | Container, Recycling, Large | 1 | VV | Recycling container shall be approximately 30-gallons in capacity. The container may include a lid and be Recycle Blue in color with the recycle symbol identified on the container.
K1550 | Brewer, Coffee, Auto, Elect, 3 Burner, Side/Side | 1 | VC | Side by side automatic coffee maker. This unit includes a heating tank, a connection for a cold water supply, a decanter service with three burners, a funnel and a water flow controller. The unit is used for semi-automatic coffee brewing in office building cafeterias and commercial institutions. The unit automatically shuts off the water flow when enough has passed through to fill the pot. The unit is normally provided plumbed with a hot water faucet to the side for making other hot drinks (tea, cider, cocoa, etc. ). Larger size units are available.
K4665 | Oven, Microwave, Consumer | 1 | VV | Counter mounted microwave oven for average duty use. The exterior cabinet can be metal or heavy duty impact resistant plastic. The oven delivers instant energy for rapid heating, defrosting or prime cooking. The oven has touch pad controls, digital timer, power level selector and preprogrammed selectors for commonly cooked items. This oven is commonly found in staff lounges.
R4700 | Ice Maker, Cubes, 250 Pound | 1 | CC | Ice cube maker approximately 39" H x 29" D x 26" W. This unit is self-contained and provides 250 pounds of ice every 24 hours. The exterior is made of sturdy stainless steel. It is used in hospitals, hotels, and restaurants for dispensing ice.
R7250 | Refrigerator/Freezer, 20 Cubic Feet | 2 | VV | Refrigerator/freezer unit. This type unit includes a food saver system that helps keep food fresher. It also includes roll out wheels and is equipped for an optional automatic icemaker. This unit is of commercial or residential design and use.
3 - RMH24 - 24-Bed / 28-Bed RCU Community Room Kitchen, MH RCU | 3 - RMH24 - 24-Bed / 28-Bed RCU Community Room Kitchen, MH RCU | 3 - RMH24 - 24-Bed / 28-Bed RCU Community Room Kitchen, MH RCU | 3 - RMH24 - 24-Bed / 28-Bed RCU Community Room Kitchen, MH RCU | 3 - RMH24 - 24-Bed / 28-Bed RCU Community Room Kitchen, MH RCU
JSN | NAME | QTY | ACQ/INS | DESCRIPTION
A5075 | Dispenser, Soap, Disposable | 1 | VV | Disposable soap dispenser. One-handed dispensing operation. Designed to accommodate disposable soap cartridge and valve.
A5080 | Dispenser, Paper Towel, SS, Surface Mounted | 1 | CC | A surface mounted, satin finish stainless steel, single-fold, paper towel dispenser. Dispenser features: tumbler lock; front hinged at bottom; and refill indicator slot. Minimum capacity 400 single-fold paper towels. For general purpose use throughout the facility.
C02C0 | Cabinet, U/C/B, 1 Shelf, 1 Drawer, 1 DO, 36x24x22 | 2 | CC | Standing height under counter base cabinet with an adjustable shelf and a full width drawer above a solid right or left-hinged door (appropriate door hinge configuration to be indicated on equipment elevation drawings). Also referred to as a combination cabinet or a drawer and cupboard cabinet. For general purpose use throughout the facility.
C04E0 | Cabinet, U/C/B, 1 Shelf, 1 Drawer, 2 DO, 36x36x22 | 4 | CC | Standing height under counter base cabinet with an adjustable shelf and a full width drawer above solid hinged doors. Also referred to as a combination cabinet or a drawer and cupboard cabinet. For general purpose use throughout the facility.
CB020 | Cabinet, W/H, 2 Shelf, 1 DO, Sloping Top, 38x24x13 | 3 | CC | Wall hung cabinet with two adjustable shelves, solid right or left-hinged door (appropriate door hinge configuration to be indicated on equipment elevation drawings), and sloping top. Also referred to as a solid hinged single door case. For general purpose use throughout the facility.
CS230 | Sink, SS, Double Compartment, 10x14x16 ID | 1 | CC | Double compartment stainless steel sink, drop-in, self-rimming, ledge-type, connected with a drain and provided with a mixing faucet. It shall also be provided with pre-punched fixture holes on 4" center, integral back ledge to accommodate deck-mounted fixtures, brushed/polished interior and top surfaces, and sound deadened. Recommended for use in suspended or U/C/B sink cabinets having a high plastic laminate or Chemsurf laminate countertop/work surface. Coordinate actual outside sink dimensions with the actual clear dimension of cabinet specified to ensure that they are compatible. For general purpose use throughout the facility.
CS250 | Sink, SS, Single Compartment, 6x12x9 ID | 1 | CC | Single compartment stainless steel sink, drop-in, self-rimming, ledge-type, connected with a drain and provided with a mixing faucet. It shall also be provided with pre-punched fixture holes on 4" center, integral back ledge to accommodate deck-mounted fixtures, brushed/polished interior and top surfaces, and sound deadened. Recommended for use in suspended or U/C/B sink cabinets having a high plastic laminate or Chemsurf laminate countertop/work surface. For general purpose use throughout the facility.
CT020 | Countertop, Solid Surface | 3 | CC | A solid, nonporous countertop with a smooth seamless appearance. Easy to clean and maintain and with proper cleaning does not support the growth of mold. An acrylic-based solid surface product. Standard thickness of 1", and a 4" butt backsplash/curb. Also referred to as a work surface or work top. Available in a choice of colors and depths. Used in lab and other hospital areas requiring optimum physical and chemical resisting properties.
F2016 | Waste Receptacle, 40 GAL | 1 | VV | Rectangular steel waste receptacle with step-on lid and a 40 gallon capacity. The receptacle is used to collect and temporarily store small quantities of paper refuse. Can be used in restrooms, patient areas, laboratories, pharmacies, etc.
F2026 | Container, Recycling, Large | 1 | VV | Recycling container shall be approximately 30-gallons in capacity. The container may include a lid and be Recycle Blue in color with the recycle symbol identified on the container.
K1550 | Brewer, Coffee, Auto, Elect, 3 Burner, Side/Side | 1 | VC | Side by side automatic coffee maker. This unit includes a heating tank, a connection for a cold water supply, a decanter service with three burners, a funnel and a water flow controller. The unit is used for semi-automatic coffee brewing in office building cafeterias and commercial institutions. The unit automatically shuts off the water flow when enough has passed through to fill the pot. The unit is normally provided plumbed with a hot water faucet to the side for making other hot drinks (tea, cider, cocoa, etc. ). Larger size units are available.
K4665 | Oven, Microwave, Consumer | 1 | VV | Counter mounted microwave oven for average duty use. The exterior cabinet can be metal or heavy duty impact resistant plastic. The oven delivers instant energy for rapid heating, defrosting or prime cooking. The oven has touch pad controls, digital timer, power level selector and preprogrammed selectors for commonly cooked items. This oven is commonly found in staff lounges.
R4700 | Ice Maker, Cubes, 250 Pound | 1 | CC | Ice cube maker approximately 39" H x 29" D x 26" W. This unit is self-contained and provides 250 pounds of ice every 24 hours. The exterior is made of sturdy stainless steel. It is used in hospitals, hotels, and restaurants for dispensing ice.
R7250 | Refrigerator/Freezer, 20 Cubic Feet | 2 | VV | Refrigerator/freezer unit. This type unit includes a food saver system that helps keep food fresher. It also includes roll out wheels and is equipped for an optional automatic icemaker. This unit is of commercial or residential design and use.
4 - RMH26 - 16-Bed RCU Community Room Storage Room, MH RCU | 4 - RMH26 - 16-Bed RCU Community Room Storage Room, MH RCU | 4 - RMH26 - 16-Bed RCU Community Room Storage Room, MH RCU | 4 - RMH26 - 16-Bed RCU Community Room Storage Room, MH RCU | 4 - RMH26 - 16-Bed RCU Community Room Storage Room, MH RCU
JSN | NAME | QTY | ACQ/INS | DESCRIPTION
A5077 | Dispenser, Hand Sanitizer, Hands-Free | 1 | VV | A touch free wall-mounted hand sanitizer dispenser. For use throughout a healthcare facility. Unit does not include the sanitizing liquid. Units are battery operated.
M2055 | Shelving, Storage, Wire, CRS, w/Adjustable Shelves | 2 | VV | Stationary, wire, shelving unit. Unit has fully adjustable shelves constructed of stainless steel. For use in general purpose storage areas. Shelving is provided in various sizes and configurations. Price provided is for a unit approximately 74"H x 18"D x 48"W with four shelves.
5 - RMH27 - 20-Bed RCU Community Room Storage Room, MH RCU | 5 - RMH27 - 20-Bed RCU Community Room Storage Room, MH RCU | 5 - RMH27 - 20-Bed RCU Community Room Storage Room, MH RCU | 5 - RMH27 - 20-Bed RCU Community Room Storage Room, MH RCU | 5 - RMH27 - 20-Bed RCU Community Room Storage Room, MH RCU
JSN | NAME | QTY | ACQ/INS | DESCRIPTION
A5077 | Dispenser, Hand Sanitizer, Hands-Free | 1 | VV | A touch free wall-mounted hand sanitizer dispenser. For use throughout a healthcare facility. Unit does not include the sanitizing liquid. Units are battery operated.
M2055 | Shelving, Storage, Wire, CRS, w/Adjustable Shelves | 3 | VV | Stationary, wire, shelving unit. Unit has fully adjustable shelves constructed of stainless steel. For use in general purpose storage areas. Shelving is provided in various sizes and configurations. Price provided is for a unit approximately 74"H x 18"D x 48"W with four shelves.
6 - RMH28 - 24-Bed RCU Community Room Storage Room, MH RCU | 6 - RMH28 - 24-Bed RCU Community Room Storage Room, MH RCU | 6 - RMH28 - 24-Bed RCU Community Room Storage Room, MH RCU | 6 - RMH28 - 24-Bed RCU Community Room Storage Room, MH RCU | 6 - RMH28 - 24-Bed RCU Community Room Storage Room, MH RCU
JSN | NAME | QTY | ACQ/INS | DESCRIPTION
A5077 | Dispenser, Hand Sanitizer, Hands-Free | 1 | VV | A touch free wall-mounted hand sanitizer dispenser. For use throughout a healthcare facility. Unit does not include the sanitizing liquid. Units are battery operated.
M2055 | Shelving, Storage, Wire, CRS, w/Adjustable Shelves | 4 | VV | Stationary, wire, shelving unit. Unit has fully adjustable shelves constructed of stainless steel. For use in general purpose storage areas. Shelving is provided in various sizes and configurations. Price provided is for a unit approximately 74"H x 18"D x 48"W with four shelves.
7 - RMH29 - 28-Bed RCU Community Room Storage Room, MH RCU | 7 - RMH29 - 28-Bed RCU Community Room Storage Room, MH RCU | 7 - RMH29 - 28-Bed RCU Community Room Storage Room, MH RCU | 7 - RMH29 - 28-Bed RCU Community Room Storage Room, MH RCU | 7 - RMH29 - 28-Bed RCU Community Room Storage Room, MH RCU
JSN | NAME | QTY | ACQ/INS | DESCRIPTION
A5077 | Dispenser, Hand Sanitizer, Hands-Free | 1 | VV | A touch free wall-mounted hand sanitizer dispenser. For use throughout a healthcare facility. Unit does not include the sanitizing liquid. Units are battery operated.
M2055 | Shelving, Storage, Wire, CRS, w/Adjustable Shelves | 5 | VV | Stationary, wire, shelving unit. Unit has fully adjustable shelves constructed of stainless steel. For use in general purpose storage areas. Shelving is provided in various sizes and configurations. Price provided is for a unit approximately 74"H x 18"D x 48"W with four shelves.
8 - SV683 - 16-Bed / 20-Bed MH RCU Vending Area, VC Svc | 8 - SV683 - 16-Bed / 20-Bed MH RCU Vending Area, VC Svc | 8 - SV683 - 16-Bed / 20-Bed MH RCU Vending Area, VC Svc | 8 - SV683 - 16-Bed / 20-Bed MH RCU Vending Area, VC Svc | 8 - SV683 - 16-Bed / 20-Bed MH RCU Vending Area, VC Svc
JSN | NAME | QTY | ACQ/INS | DESCRIPTION
A6030 | Machine, Vending | 2 | L_RE | This JSN is to be used for determining and defining the requirement for vending machines. Item is normally leased or supplied by Army & Air Force Exchange Service, (AAFES).
F0225 | Chair, Dining Room | 2 | VV | Dining room chair with glides. Chair has straight legs with cushioned cloth or vinyl seat.
F0795 | Table, Dining | 1 | VV | Dining table. Round 42" diameter or square 42" X 42". Used in dining facilities and can comfortably seat up to four (4) persons.
F2000 | Basket, Wastepaper, Fire Resistant | 1 | VV | Wastepaper basket, fire resistant, approximately 40 quart capacity. This unit is used to collect and temporarily store small quantities of paper refuse in patient rooms, administrative areas and nursing stations. Size and shape varies depending on the application and manufacturer selected.
9 - SV683 - 24-Bed / 28-Bed MH RCU Vending Area, VC Svc | 9 - SV683 - 24-Bed / 28-Bed MH RCU Vending Area, VC Svc | 9 - SV683 - 24-Bed / 28-Bed MH RCU Vending Area, VC Svc | 9 - SV683 - 24-Bed / 28-Bed MH RCU Vending Area, VC Svc | 9 - SV683 - 24-Bed / 28-Bed MH RCU Vending Area, VC Svc
JSN | NAME | QTY | ACQ/INS | DESCRIPTION
A6030 | Machine, Vending | 2 | L_RE | This JSN is to be used for determining and defining the requirement for vending machines. Item is normally leased or supplied by Army & Air Force Exchange Service, (AAFES).
F0225 | Chair, Dining Room | 2 | VV | Dining room chair with glides. Chair has straight legs with cushioned cloth or vinyl seat.
F0795 | Table, Dining | 1 | VV | Dining table. Round 42" diameter or square 42" X 42". Used in dining facilities and can comfortably seat up to four (4) persons.
F2000 | Basket, Wastepaper, Fire Resistant | 1 | VV | Wastepaper basket, fire resistant, approximately 40 quart capacity. This unit is used to collect and temporarily store small quantities of paper refuse in patient rooms, administrative areas and nursing stations. Size and shape varies depending on the application and manufacturer selected.
10 - RMH31 - Exercise Room, MH RCU | 10 - RMH31 - Exercise Room, MH RCU | 10 - RMH31 - Exercise Room, MH RCU | 10 - RMH31 - Exercise Room, MH RCU | 10 - RMH31 - Exercise Room, MH RCU
JSN | NAME | QTY | ACQ/INS | DESCRIPTION
A1012 | Telephone, Wall Mounted, 1 Line | 1 | VV | Telephone, wall mounted, 1 line.
A1082 | Mirror, Posture, Mobile | 1 | VV | Mobile single panel full-body mirror constructed of high quality, distortion-free glass with ANSI safety backing. Framed in finished oak laminate frame and base, mounted on two inch diameter swiveling casters.
A5075 | Dispenser, Soap, Disposable | 1 | VV | Disposable soap dispenser. One-handed dispensing operation. Designed to accommodate disposable soap cartridge and valve.
A5077 | Dispenser, Hand Sanitizer, Hands-Free | 1 | VV | A touch free wall-mounted hand sanitizer dispenser. For use throughout a healthcare facility. Unit does not include the sanitizing liquid. Units are battery operated.
A5082 | Dispenser, Paper Towel, Sensor, Hands Free | 1 | CC | A surface mounted, sensor activated, automatic, roll paper towel dispenser. The unit dispenses a paper towel automatically only when hands are place in position below the dispenser for maximum sanitation and hygiene. May include adjustable settings for sheet length, time delay, and sensor range. Unit is battery operated or with optional AC power adapter.
CS250 | Sink, SS, Single Compartment, 6x12x9 ID | 1 | CC | Single compartment stainless steel sink, drop-in, self-rimming, ledge-type, connected with a drain and provided with a mixing faucet. It shall also be provided with pre-punched fixture holes on 4" center, integral back ledge to accommodate deck-mounted fixtures, brushed/polished interior and top surfaces, and sound deadened. Recommended for use in suspended or U/C/B sink cabinets having a high plastic laminate or Chemsurf laminate countertop/work surface. For general purpose use throughout the facility.
CT020 | Countertop, Solid Surface | 1 | CC | A solid, nonporous countertop with a smooth seamless appearance. Easy to clean and maintain and with proper cleaning does not support the growth of mold. An acrylic-based solid surface product. Standard thickness of 1", and a 4" butt backsplash/curb. Also referred to as a work surface or work top. Available in a choice of colors and depths. Used in lab and other hospital areas requiring optimum physical and chemical resisting properties.
F0340 | Stool, Self Adjusting | 2 | VV | Self adjusting stool. Consists of a foam padded upholstered seat with attached foot rest for added comfort. Mounted on swivel casters. Designed for doctor's use during examinations.
F2017 | Waste Receptacle, 24 GAL | 1 | VV | Rectangular steel waste receptacle with step-on lid and 24 gallon capacity. The receptacle is used to collect and temporarily store small quantities of paper refuse. Can be used in restrooms, patient areas, laboratories, pharmacies, etc.
F3065 | Whiteboard/Bulletin Board, Combination | 1 | VV | A combination whiteboard and bulletin board, half LCS and half cork. Available with either aluminum or wood frame. It can be used in patient rooms or in any appropriate space in the facility.
F3200 | Clock, Battery, 12" Diameter | 1 | VV | Clock, 12" diameter. Round surface, easy to read numbers with sweep second hand. Wall mounted unit for use when impractical to install a fully synchronized clock system. Battery operated, (batteries not included).
M3070 | Hamper, Linen, Mobile, w/Lid | 1 | VV | Mobile linen hamper with hand or foot operated lid. Made of heavy tubular stainless steel with heavy gauge welded steel platform. Holds 25" hamper bags. Mounted on ball bearing casters. For linen transport in hospitals and clinics.
M8125 | Ergometer, Bicycle, Stationary | 1 | VV | Bicycle ergometer. The unit includes an adjustable seat, pedals with toe clips, disc brakes, and tachometer/odometer. The display provides readouts of time, speed and distance. The unit features steel construction for durability and reliability. The ergometer is used in progressive rehabilitation or physical training programs.
M8133 | Ergometer, Upper Body | 1 | VV | Ergometer for measuring upper body exertion during an exercise regimen. The unit consists of a seat and a hand crank mechanism at shoulder height. The unit is used for physical rehabilitation protocols and stress testing. The unit quantifiably measures the effort exerted by the patient.
M8240 | Parallel Bars, Physical Therapy | 1 | VV | Physical therapy parallel bars. Unit can have manual or electrically powered adjustments. Bar height is adjustable from 25" to 40" and the bar width is adjustable from 16" to 25". Hand rails are chrome plated 1-1/2" steel tubing. Walking aisle is a minimum of 24" wide and finished in natural wood or covered with vinyl matting. Database information reflects 10' or 12' bar length electrically powered units.
M8330 | Treadmill, Electric | 1 | VV | Electric treadmill. Unit consists of a strong steel frame with front and side handrails covered with foam rubber, a remote control unit and a moving belt with a speed range from 0 to 10 mph. The unit also has a patient-controlled start/stop switch and a resettable distance counter. The motor controls the belt speed and changes the elevation of one end of the treadmill up to a 20 degree incline. The unit can be used as an exercise/therapy apparatus or in the practice of preventive medicine. Because of their power requirements, treadmills are also available as 208V powered units. At 110V, a treadmill may require a dedicated circuit. Refer to the manufacturer's literature and the specific installation site for deciding which voltage to use. See JSN M8185 for treadmill/electrocardiography systems used in cardiology studies.
R2200 | Fountain, Water | 1 | CC | Water dispenser, approximately 40" H x 18" W x 14"D. This unit is a self-contained device which is flush-mounted to the wall. It has a removable front panel. It is used to provide cool water for drinking. The dispenser is used in public and private institutions which include hospitals and office buildings.
R4700 | Ice Maker, Cubes, 250 Pound | 1 | CC | Ice cube maker approximately 39" H x 29" D x 26" W. This unit is self-contained and provides 250 pounds of ice every 24 hours. The exterior is made of sturdy stainless steel. It is used in hospitals, hotels, and restaurants for dispensing ice.
11 - RMH34 - 16-Bed / 20-Bed RCU Recreation Therapy (RT) Room, MH RCU | 11 - RMH34 - 16-Bed / 20-Bed RCU Recreation Therapy (RT) Room, MH RCU | 11 - RMH34 - 16-Bed / 20-Bed RCU Recreation Therapy (RT) Room, MH RCU | 11 - RMH34 - 16-Bed / 20-Bed RCU Recreation Therapy (RT) Room, MH RCU | 11 - RMH34 - 16-Bed / 20-Bed RCU Recreation Therapy (RT) Room, MH RCU
JSN | NAME | QTY | ACQ/INS | DESCRIPTION
A1010 | Telecommunication Outlet | 2 | VV | Telecommunication outlet location.
A1012 | Telephone, Wall Mounted, 1 Line | 1 | VV | Telephone, wall mounted, 1 line.
A5075 | Dispenser, Soap, Disposable | 2 | VV | Disposable soap dispenser. One-handed dispensing operation. Designed to accommodate disposable soap cartridge and valve.
A5082 | Dispenser, Paper Towel, Sensor, Hands Free | 2 | CC | A surface mounted, sensor activated, automatic, roll paper towel dispenser. The unit dispenses a paper towel automatically only when hands are place in position below the dispenser for maximum sanitation and hygiene. May include adjustable settings for sheet length, time delay, and sensor range. Unit is battery operated or with optional AC power adapter.
A6046 | Artwork, Decorative, With Frame | 2 | VV | This JSN is to be used for determining and defining location of decorative artwork.
C04E0 | Cabinet, U/C/B, 1 Shelf, 1 Drawer, 2 DO, 36x36x22 | 2 | CC | Standing height under counter base cabinet with an adjustable shelf and a full width drawer above solid hinged doors. Also referred to as a combination cabinet or a drawer and cupboard cabinet. For general purpose use throughout the facility.
CB020 | Cabinet, W/H, 2 Shelf, 1 DO, Sloping Top, 38x24x13 | 6 | CC | Wall hung cabinet with two adjustable shelves, solid right or left-hinged door (appropriate door hinge configuration to be indicated on equipment elevation drawings), and sloping top. Also referred to as a solid hinged single door case. For general purpose use throughout the facility.
CS250 | Sink, SS, Single Compartment, 6x12x9 ID | 2 | CC | Single compartment stainless steel sink, drop-in, self-rimming, ledge-type, connected with a drain and provided with a mixing faucet. It shall also be provided with pre-punched fixture holes on 4" center, integral back ledge to accommodate deck-mounted fixtures, brushed/polished interior and top surfaces, and sound deadened. Recommended for use in suspended or U/C/B sink cabinets having a high plastic laminate or Chemsurf laminate countertop/work surface. For general purpose use throughout the facility.
CT020 | Countertop, Solid Surface | 1 | CC | A solid, nonporous countertop with a smooth seamless appearance. Easy to clean and maintain and with proper cleaning does not support the growth of mold. An acrylic-based solid surface product. Standard thickness of 1", and a 4" butt backsplash/curb. Also referred to as a work surface or work top. Available in a choice of colors and depths. Used in lab and other hospital areas requiring optimum physical and chemical resisting properties.
F0115 | Bookcase, Open, 5 Shelf | 1 | VV | Freestanding open shelf bookcase, approximately 82" high X 37" wide X 18" deep with 5 (five) adjustable shelves. Unit can be separate or part of a system with available add-on shelving.
F0225 | Chair, Dining Room | 8 | VV | Dining room chair with glides. Chair has straight legs with cushioned cloth or vinyl seat.
F0765 | Table, Folding / Nesting | 2 | VV | Folding table intended for a variety of uses. Designed with a flip top that allows tables to store nested to minimize needed storage space. Available in multiple laminate finish colors/patterns, bases, surface shapes (description and pricing based on a rectangle shape) and edge finish, . Available with leveling glides or casters (2 locking, 2 non-locking).
F2000 | Basket, Wastepaper, Fire Resistant | 1 | VV | Wastepaper basket, fire resistant, approximately 40 quart capacity. This unit is used to collect and temporarily store small quantities of paper refuse in patient rooms, administrative areas and nursing stations. Size and shape varies depending on the application and manufacturer selected.
F2305 | Rack, Magazine, F/S | 1 | VV | Free standing magazine rack. Used to display publications in offices, lobbies, and waiting areas.
F3010 | Board, Bulletin, 48 x 48 | 1 | VV | Open face bulletin board. Cork posting panel with moisture proof backing. Variety of frames to choose from. Used for posting notes and messages.
F3200 | Clock, Battery, 12" Diameter | 1 | VV | Clock, 12" diameter. Round surface, easy to read numbers with sweep second hand. Wall mounted unit for use when impractical to install a fully synchronized clock system. Battery operated, (batteries not included).
12 - RMH35 - 24-Bed / 28-Bed RCU Recreation Therapy (RT) Room, MH RCU | 12 - RMH35 - 24-Bed / 28-Bed RCU Recreation Therapy (RT) Room, MH RCU | 12 - RMH35 - 24-Bed / 28-Bed RCU Recreation Therapy (RT) Room, MH RCU | 12 - RMH35 - 24-Bed / 28-Bed RCU Recreation Therapy (RT) Room, MH RCU | 12 - RMH35 - 24-Bed / 28-Bed RCU Recreation Therapy (RT) Room, MH RCU
JSN | NAME | QTY | ACQ/INS | DESCRIPTION
A1010 | Telecommunication Outlet | 2 | VV | Telecommunication outlet location.
A1012 | Telephone, Wall Mounted, 1 Line | 1 | VV | Telephone, wall mounted, 1 line.
A5075 | Dispenser, Soap, Disposable | 2 | VV | Disposable soap dispenser. One-handed dispensing operation. Designed to accommodate disposable soap cartridge and valve.
A5082 | Dispenser, Paper Towel, Sensor, Hands Free | 2 | CC | A surface mounted, sensor activated, automatic, roll paper towel dispenser. The unit dispenses a paper towel automatically only when hands are place in position below the dispenser for maximum sanitation and hygiene. May include adjustable settings for sheet length, time delay, and sensor range. Unit is battery operated or with optional AC power adapter.
A6046 | Artwork, Decorative, With Frame | 2 | VV | This JSN is to be used for determining and defining location of decorative artwork.
C04E0 | Cabinet, U/C/B, 1 Shelf, 1 Drawer, 2 DO, 36x36x22 | 2 | CC | Standing height under counter base cabinet with an adjustable shelf and a full width drawer above solid hinged doors. Also referred to as a combination cabinet or a drawer and cupboard cabinet. For general purpose use throughout the facility.
CB020 | Cabinet, W/H, 2 Shelf, 1 DO, Sloping Top, 38x24x13 | 6 | CC | Wall hung cabinet with two adjustable shelves, solid right or left-hinged door (appropriate door hinge configuration to be indicated on equipment elevation drawings), and sloping top. Also referred to as a solid hinged single door case. For general purpose use throughout the facility.
CS250 | Sink, SS, Single Compartment, 6x12x9 ID | 2 | CC | Single compartment stainless steel sink, drop-in, self-rimming, ledge-type, connected with a drain and provided with a mixing faucet. It shall also be provided with pre-punched fixture holes on 4" center, integral back ledge to accommodate deck-mounted fixtures, brushed/polished interior and top surfaces, and sound deadened. Recommended for use in suspended or U/C/B sink cabinets having a high plastic laminate or Chemsurf laminate countertop/work surface. For general purpose use throughout the facility.
CT020 | Countertop, Solid Surface | 1 | CC | A solid, nonporous countertop with a smooth seamless appearance. Easy to clean and maintain and with proper cleaning does not support the growth of mold. An acrylic-based solid surface product. Standard thickness of 1", and a 4" butt backsplash/curb. Also referred to as a work surface or work top. Available in a choice of colors and depths. Used in lab and other hospital areas requiring optimum physical and chemical resisting properties.
F0115 | Bookcase, Open, 5 Shelf | 1 | VV | Freestanding open shelf bookcase, approximately 82" high X 37" wide X 18" deep with 5 (five) adjustable shelves. Unit can be separate or part of a system with available add-on shelving.
F0225 | Chair, Dining Room | 12 | VV | Dining room chair with glides. Chair has straight legs with cushioned cloth or vinyl seat.
F0765 | Table, Folding / Nesting | 3 | VV | Folding table intended for a variety of uses. Designed with a flip top that allows tables to store nested to minimize needed storage space. Available in multiple laminate finish colors/patterns, bases, surface shapes (description and pricing based on a rectangle shape) and edge finish, . Available with leveling glides or casters (2 locking, 2 non-locking).
F2000 | Basket, Wastepaper, Fire Resistant | 1 | VV | Wastepaper basket, fire resistant, approximately 40 quart capacity. This unit is used to collect and temporarily store small quantities of paper refuse in patient rooms, administrative areas and nursing stations. Size and shape varies depending on the application and manufacturer selected.
F2305 | Rack, Magazine, F/S | 1 | VV | Free standing magazine rack. Used to display publications in offices, lobbies, and waiting areas.
F3010 | Board, Bulletin, 48 x 48 | 1 | VV | Open face bulletin board. Cork posting panel with moisture proof backing. Variety of frames to choose from. Used for posting notes and messages.
F3200 | Clock, Battery, 12" Diameter | 1 | VV | Clock, 12" diameter. Round surface, easy to read numbers with sweep second hand. Wall mounted unit for use when impractical to install a fully synchronized clock system. Battery operated, (batteries not included).
13 - RMH37 - Small Group Therapy Room, MH RCU | 13 - RMH37 - Small Group Therapy Room, MH RCU | 13 - RMH37 - Small Group Therapy Room, MH RCU | 13 - RMH37 - Small Group Therapy Room, MH RCU | 13 - RMH37 - Small Group Therapy Room, MH RCU
JSN | NAME | QTY | ACQ/INS | DESCRIPTION
A5210 | Bracket, Television, Wall Mounted, w/Adjust Arm | 1 | VV | Wall mounted television bracket with adjustable arm. Consists of movable arm with minimum 120 degree swivel. Designed for holding wall mounted, flat panel television units in patient rooms.
A5220 | Bracket, Television, Wall Backing | 1 | CC | Wall mounted television bracket backing which provides additional support and strength for the installation of the television bracket. Option available for interior or exterior plate and sized for 12” 16” or 24” stud spacing.
E0945 | Cart, Computer, Mobile | 1 | VV | A mobile computer cart for use throughout the facility. The cart dimensions will be approximately 45" H x 30" W x 22" D with casters. May include drawers and miscellaneous other accessories that will be determined at time of purchase. This Typical may include: 1 Cart Body, w/Computer Support, Style-A Narrow, w/Raised Edge Top 1 Flip-Up Shelf 1 Sharps Container Holder 1 Wastebasket 1 Chart Holder 2 Drawers, 3"H 2 Drawers, 6"H 3 Accessory Rail, Side Drawer Organizer Bins
F0210 | Chair, Side, Without Arms | 10 | VV | Upholstered side chair approximately 32" high X 19" wide X 23" deep with floor glides. Seat is non-tilting and without arms.
F0795 | Table, Dining | 6 | VV | Dining table. Round 42" diameter or square 42" X 42". Used in dining facilities and can comfortably seat up to four (4) persons.
F2000 | Basket, Wastepaper, Fire Resistant | 1 | VV | Wastepaper basket, fire resistant, approximately 40 quart capacity. This unit is used to collect and temporarily store small quantities of paper refuse in patient rooms, administrative areas and nursing stations. Size and shape varies depending on the application and manufacturer selected.
F3065 | Whiteboard/Bulletin Board, Combination | 1 | VV | A combination whiteboard and bulletin board, half LCS and half cork. Available with either aluminum or wood frame. It can be used in patient rooms or in any appropriate space in the facility.
F3200 | Clock, Battery, 12" Diameter | 1 | VV | Clock, 12" diameter. Round surface, easy to read numbers with sweep second hand. Wall mounted unit for use when impractical to install a fully synchronized clock system. Battery operated, (batteries not included).
M0512 | Television, HDTV, Large Screen, 60" | 1 | VV | A high definition (HDTV) multimedia, slim design, 60"W to 65"W color television. The TV will have a 16.9 wide screen aspect ratio with full HD 1080p resolution and HDMI connections. TV may be LED, Plasma or LCD. TV will include a stand.
M1801 | Computer, Microprocessing, w/Flat Panel Monitor | 1 | VV | Desk top microprocessing computer. The unit shall consist of a central processing mini tower, flat panel monitor, keyboard, mouse and speakers. The system shall have the following minimum characteristics: a 2.8 GHz Pentium processor; 512 MB memory; 80GB hard drive; 32/48x CD-ROMDVD combo; 1.44MB network interface card; video 32 MB NVIDIA; a 18 inch flat panel monitor. The computer is used throughout the facility to input, manipulate and retrieve information.
14 - RMH38 - 16-Bed / 20-Bed RCU Large Group Therapy Room / Classroom, MH RCU | 14 - RMH38 - 16-Bed / 20-Bed RCU Large Group Therapy Room / Classroom, MH RCU | 14 - RMH38 - 16-Bed / 20-Bed RCU Large Group Therapy Room / Classroom, MH RCU | 14 - RMH38 - 16-Bed / 20-Bed RCU Large Group Therapy Room / Classroom, MH RCU | 14 - RMH38 - 16-Bed / 20-Bed RCU Large Group Therapy Room / Classroom, MH RCU
JSN | NAME | QTY | ACQ/INS | DESCRIPTION
A5210 | Bracket, Television, Wall Mounted, w/Adjust Arm | 1 | VV | Wall mounted television bracket with adjustable arm. Consists of movable arm with minimum 120 degree swivel. Designed for holding wall mounted, flat panel television units in patient rooms.
A5220 | Bracket, Television, Wall Backing | 1 | CC | Wall mounted television bracket backing which provides additional support and strength for the installation of the television bracket. Option available for interior or exterior plate and sized for 12” 16” or 24” stud spacing.
E0945 | Cart, Computer, Mobile | 1 | VV | A mobile computer cart for use throughout the facility. The cart dimensions will be approximately 45" H x 30" W x 22" D with casters. May include drawers and miscellaneous other accessories that will be determined at time of purchase. This Typical may include: 1 Cart Body, w/Computer Support, Style-A Narrow, w/Raised Edge Top 1 Flip-Up Shelf 1 Sharps Container Holder 1 Wastebasket 1 Chart Holder 2 Drawers, 3"H 2 Drawers, 6"H 3 Accessory Rail, Side Drawer Organizer Bins
F0210 | Chair, Side, Without Arms | 23 | VV | Upholstered side chair approximately 32" high X 19" wide X 23" deep with floor glides. Seat is non-tilting and without arms.
F0765 | Table, Folding / Nesting | 12 | VV | Folding table intended for a variety of uses. Designed with a flip top that allows tables to store nested to minimize needed storage space. Available in multiple laminate finish colors/patterns, bases, surface shapes (description and pricing based on a rectangle shape) and edge finish, . Available with leveling glides or casters (2 locking, 2 non-locking).
F2000 | Basket, Wastepaper, Fire Resistant | 1 | VV | Wastepaper basket, fire resistant, approximately 40 quart capacity. This unit is used to collect and temporarily store small quantities of paper refuse in patient rooms, administrative areas and nursing stations. Size and shape varies depending on the application and manufacturer selected.
F3065 | Whiteboard/Bulletin Board, Combination | 3 | VV | A combination whiteboard and bulletin board, half LCS and half cork. Available with either aluminum or wood frame. It can be used in patient rooms or in any appropriate space in the facility.
F3200 | Clock, Battery, 12" Diameter | 1 | VV | Clock, 12" diameter. Round surface, easy to read numbers with sweep second hand. Wall mounted unit for use when impractical to install a fully synchronized clock system. Battery operated, (batteries not included).
M0385 | Projector, Multimedia/Data | 1 | VV | The projector shall provide computer and video projections. Minimum features included: Brightness of not less than 1500 ANSI ( American National Standards Institute) Lumens, and a minimum resolution format of 1024 X 768 pixels (XGA). The projector shall be portable and weigh no more than 10 pounds. It shall include a zoom lens and computer and video input ports.
M0400 | Screen, Projection, 144x144, Remote Control | 1 | CC | Wall or ceiling mounted, roll-up type screen with remote control. Includes multiple controls to operate the screen from two or more locations, wireless remote control, adjustable preset limit switches, and black borders on all sides. Screen is housed in a solid wood or metal case with removable motor module. For a classroom, conference room, or large auditorium.
M0512 | Television, HDTV, Large Screen, 60" | 1 | VV | A high definition (HDTV) multimedia, slim design, 60"W to 65"W color television. The TV will have a 16.9 wide screen aspect ratio with full HD 1080p resolution and HDMI connections. TV may be LED, Plasma or LCD. TV will include a stand.
M1801 | Computer, Microprocessing, w/Flat Panel Monitor | 1 | VV | Desk top microprocessing computer. The unit shall consist of a central processing mini tower, flat panel monitor, keyboard, mouse and speakers. The system shall have the following minimum characteristics: a 2.8 GHz Pentium processor; 512 MB memory; 80GB hard drive; 32/48x CD-ROMDVD combo; 1.44MB network interface card; video 32 MB NVIDIA; a 18 inch flat panel monitor. The computer is used throughout the facility to input, manipulate and retrieve information.
15 - RMH39 - 24-Bed / 28-Bed RCU Large Group Therapy Room / Classroom, MH RCU | 15 - RMH39 - 24-Bed / 28-Bed RCU Large Group Therapy Room / Classroom, MH RCU | 15 - RMH39 - 24-Bed / 28-Bed RCU Large Group Therapy Room / Classroom, MH RCU | 15 - RMH39 - 24-Bed / 28-Bed RCU Large Group Therapy Room / Classroom, MH RCU | 15 - RMH39 - 24-Bed / 28-Bed RCU Large Group Therapy Room / Classroom, MH RCU
JSN | NAME | QTY | ACQ/INS | DESCRIPTION
A5210 | Bracket, Television, Wall Mounted, w/Adjust Arm | 1 | VV | Wall mounted television bracket with adjustable arm. Consists of movable arm with minimum 120 degree swivel. Designed for holding wall mounted, flat panel television units in patient rooms.
A5220 | Bracket, Television, Wall Backing | 1 | CC | Wall mounted television bracket backing which provides additional support and strength for the installation of the television bracket. Option available for interior or exterior plate and sized for 12” 16” or 24” stud spacing.
E0945 | Cart, Computer, Mobile | 1 | VV | A mobile computer cart for use throughout the facility. The cart dimensions will be approximately 45" H x 30" W x 22" D with casters. May include drawers and miscellaneous other accessories that will be determined at time of purchase. This Typical may include: 1 Cart Body, w/Computer Support, Style-A Narrow, w/Raised Edge Top 1 Flip-Up Shelf 1 Sharps Container Holder 1 Wastebasket 1 Chart Holder 2 Drawers, 3"H 2 Drawers, 6"H 3 Accessory Rail, Side Drawer Organizer Bins
F0210 | Chair, Side, Without Arms | 27 | VV | Upholstered side chair approximately 32" high X 19" wide X 23" deep with floor glides. Seat is non-tilting and without arms.
F0765 | Table, Folding / Nesting | 14 | VV | Folding table intended for a variety of uses. Designed with a flip top that allows tables to store nested to minimize needed storage space. Available in multiple laminate finish colors/patterns, bases, surface shapes (description and pricing based on a rectangle shape) and edge finish, . Available with leveling glides or casters (2 locking, 2 non-locking).
F2000 | Basket, Wastepaper, Fire Resistant | 1 | VV | Wastepaper basket, fire resistant, approximately 40 quart capacity. This unit is used to collect and temporarily store small quantities of paper refuse in patient rooms, administrative areas and nursing stations. Size and shape varies depending on the application and manufacturer selected.
F3065 | Whiteboard/Bulletin Board, Combination | 3 | VV | A combination whiteboard and bulletin board, half LCS and half cork. Available with either aluminum or wood frame. It can be used in patient rooms or in any appropriate space in the facility.
F3200 | Clock, Battery, 12" Diameter | 1 | VV | Clock, 12" diameter. Round surface, easy to read numbers with sweep second hand. Wall mounted unit for use when impractical to install a fully synchronized clock system. Battery operated, (batteries not included).
M0385 | Projector, Multimedia/Data | 1 | VV | The projector shall provide computer and video projections. Minimum features included: Brightness of not less than 1500 ANSI ( American National Standards Institute) Lumens, and a minimum resolution format of 1024 X 768 pixels (XGA). The projector shall be portable and weigh no more than 10 pounds. It shall include a zoom lens and computer and video input ports.
M0400 | Screen, Projection, 144x144, Remote Control | 1 | CC | Wall or ceiling mounted, roll-up type screen with remote control. Includes multiple controls to operate the screen from two or more locations, wireless remote control, adjustable preset limit switches, and black borders on all sides. Screen is housed in a solid wood or metal case with removable motor module. For a classroom, conference room, or large auditorium.
M0512 | Television, HDTV, Large Screen, 60" | 1 | VV | A high definition (HDTV) multimedia, slim design, 60"W to 65"W color television. The TV will have a 16.9 wide screen aspect ratio with full HD 1080p resolution and HDMI connections. TV may be LED, Plasma or LCD. TV will include a stand.
M1801 | Computer, Microprocessing, w/Flat Panel Monitor | 1 | VV | Desk top microprocessing computer. The unit shall consist of a central processing mini tower, flat panel monitor, keyboard, mouse and speakers. The system shall have the following minimum characteristics: a 2.8 GHz Pentium processor; 512 MB memory; 80GB hard drive; 32/48x CD-ROMDVD combo; 1.44MB network interface card; video 32 MB NVIDIA; a 18 inch flat panel monitor. The computer is used throughout the facility to input, manipulate and retrieve information.
16 - RMH41 - Resident Computer Room, MH RCU | 16 - RMH41 - Resident Computer Room, MH RCU | 16 - RMH41 - Resident Computer Room, MH RCU | 16 - RMH41 - Resident Computer Room, MH RCU | 16 - RMH41 - Resident Computer Room, MH RCU
JSN | NAME | QTY | ACQ/INS | DESCRIPTION
A1010 | Telecommunication Outlet | 4 | VV | Telecommunication outlet location.
A1011 | Telephone, Desk, 1 Line | 1 | VV | Telephone, desk, 1 line.
A5145 | Hook, Garment, Double, SS, Surface Mounted | 1 | CC | A surface mounted, satin finish stainless steel, double garment hook. Equipped with a concealed mounting bracket that is secured to a concealed wall plate. For general purpose use throughout the facility to hang various items of apparel.
A5212 | Bracket, Television, Wall-Mounted, Tilt/Angle | 1 | VV | A wall mounted, tilt/angled TV bracket for 37" to 80" TVs. Mount will be a universal and VESA compliant unit with a load capacity of up to 130 lbs.
A5220 | Bracket, Television, Wall Backing | 1 | CC | Wall mounted television bracket backing which provides additional support and strength for the installation of the television bracket. Option available for interior or exterior plate and sized for 12” 16” or 24” stud spacing.
A6046 | Artwork, Decorative, With Frame | 1 | VV | This JSN is to be used for determining and defining location of decorative artwork.
E0042 | Workcenter, Computer, Free Standing, 48" W | 4 | VV | THIS TYPICAL INCLUDES: 1 Tool Rail 2 Paper Tray 1 Diagonal Tray 1 Freestanding Work Surface 1 Mobile Pedestal, Box/File 1 Adjustable Keyboard Tray
F0230 | Chair, Drafting, Rotary | 4 | VV | Drafting chair approximately 47" high X 20" wide X 20" deep with rotary stool and a 5 (five) star base with casters. Padded seat and back. Foot ring adjusts with chair.
F0420 | Cabinet, Filing, Lateral, Half Height | 4 | VV | Half height two (2) or three (3) drawer lateral filing cabinet, 28" high X 42" wide X 18" deep with recessed handles, locking device and drawer label holders. Drawers are adaptable to either letter or legal size materials.
F2000 | Basket, Wastepaper, Fire Resistant | 1 | VV | Wastepaper basket, fire resistant, approximately 40 quart capacity. This unit is used to collect and temporarily store small quantities of paper refuse in patient rooms, administrative areas and nursing stations. Size and shape varies depending on the application and manufacturer selected.
F3065 | Whiteboard/Bulletin Board, Combination | 1 | VV | A combination whiteboard and bulletin board, half LCS and half cork. Available with either aluminum or wood frame. It can be used in patient rooms or in any appropriate space in the facility.
F3200 | Clock, Battery, 12" Diameter | 1 | VV | Clock, 12" diameter. Round surface, easy to read numbers with sweep second hand. Wall mounted unit for use when impractical to install a fully synchronized clock system. Battery operated, (batteries not included).
M0512 | Television, HDTV, Large Screen, 60" | 1 | VV | A high definition (HDTV) multimedia, slim design, 60"W to 65"W color television. The TV will have a 16.9 wide screen aspect ratio with full HD 1080p resolution and HDMI connections. TV may be LED, Plasma or LCD. TV will include a stand.
M1800 | Monitor, Computer | 4 | VV | A high definition LED computer monitor with minimum 1920 x 1080 resolution, 4ms response time, 25 inch class display size, compatible with desk or arm mounted. Monitor is VESA compatible and Energy Star compliant.
M1801 | Computer, Microprocessing, w/Flat Panel Monitor | 4 | VV | Desk top microprocessing computer. The unit shall consist of a central processing mini tower, flat panel monitor, keyboard, mouse and speakers. The system shall have the following minimum characteristics: a 2.8 GHz Pentium processor; 512 MB memory; 80GB hard drive; 32/48x CD-ROMDVD combo; 1.44MB network interface card; video 32 MB NVIDIA; a 18 inch flat panel monitor. The computer is used throughout the facility to input, manipulate and retrieve information.
M1825 | Printer, Computer | 1 | VV | High resolution computer printer with a variety of type styles and sheet/envelope feeder trays. Database information reflects network ready, medium duty office style laser printers. Other types of printers (bubble jet, dot matrix, line or plotter) as well as light or heavy use capabilities are available.
17 - RMH45 - 16-Bed RCU Therapy Storage Room, MH RCU | 17 - RMH45 - 16-Bed RCU Therapy Storage Room, MH RCU | 17 - RMH45 - 16-Bed RCU Therapy Storage Room, MH RCU | 17 - RMH45 - 16-Bed RCU Therapy Storage Room, MH RCU | 17 - RMH45 - 16-Bed RCU Therapy Storage Room, MH RCU
JSN | NAME | QTY | ACQ/INS | DESCRIPTION
M2055 | Shelving, Storage, Wire, CRS, w/Adjustable Shelves | 4 | VV | Stationary, wire, shelving unit. Unit has fully adjustable shelves constructed of stainless steel. For use in general purpose storage areas. Shelving is provided in various sizes and configurations. Price provided is for a unit approximately 74"H x 18"D x 48"W with four shelves.
18 - RMH46 - 20-Bed RCU Therapy Storage Room, MH RCU | 18 - RMH46 - 20-Bed RCU Therapy Storage Room, MH RCU | 18 - RMH46 - 20-Bed RCU Therapy Storage Room, MH RCU | 18 - RMH46 - 20-Bed RCU Therapy Storage Room, MH RCU | 18 - RMH46 - 20-Bed RCU Therapy Storage Room, MH RCU
JSN | NAME | QTY | ACQ/INS | DESCRIPTION
M2055 | Shelving, Storage, Wire, CRS, w/Adjustable Shelves | 6 | VV | Stationary, wire, shelving unit. Unit has fully adjustable shelves constructed of stainless steel. For use in general purpose storage areas. Shelving is provided in various sizes and configurations. Price provided is for a unit approximately 74"H x 18"D x 48"W with four shelves.
19 - RMH47 - 24-Bed RCU Therapy Storage Room, MH RCU | 19 - RMH47 - 24-Bed RCU Therapy Storage Room, MH RCU | 19 - RMH47 - 24-Bed RCU Therapy Storage Room, MH RCU | 19 - RMH47 - 24-Bed RCU Therapy Storage Room, MH RCU | 19 - RMH47 - 24-Bed RCU Therapy Storage Room, MH RCU
JSN | NAME | QTY | ACQ/INS | DESCRIPTION
M2055 | Shelving, Storage, Wire, CRS, w/Adjustable Shelves | 8 | VV | Stationary, wire, shelving unit. Unit has fully adjustable shelves constructed of stainless steel. For use in general purpose storage areas. Shelving is provided in various sizes and configurations. Price provided is for a unit approximately 74"H x 18"D x 48"W with four shelves.
20 - RMH48 - 28-Bed RCU Therapy Storage Room, MH RCU | 20 - RMH48 - 28-Bed RCU Therapy Storage Room, MH RCU | 20 - RMH48 - 28-Bed RCU Therapy Storage Room, MH RCU | 20 - RMH48 - 28-Bed RCU Therapy Storage Room, MH RCU | 20 - RMH48 - 28-Bed RCU Therapy Storage Room, MH RCU
JSN | NAME | QTY | ACQ/INS | DESCRIPTION
M2055 | Shelving, Storage, Wire, CRS, w/Adjustable Shelves | 10 | VV | Stationary, wire, shelving unit. Unit has fully adjustable shelves constructed of stainless steel. For use in general purpose storage areas. Shelving is provided in various sizes and configurations. Price provided is for a unit approximately 74"H x 18"D x 48"W with four shelves.
3 - CLINICAL EVALUATION AREA | 3 - CLINICAL EVALUATION AREA | 3 - CLINICAL EVALUATION AREA | 3 - CLINICAL EVALUATION AREA | 3 - CLINICAL EVALUATION AREA
1 - SC271 - MH RCU Consult Room, Clncl Sprt | 1 - SC271 - MH RCU Consult Room, Clncl Sprt | 1 - SC271 - MH RCU Consult Room, Clncl Sprt | 1 - SC271 - MH RCU Consult Room, Clncl Sprt | 1 - SC271 - MH RCU Consult Room, Clncl Sprt
JSN | NAME | QTY | ACQ/INS | DESCRIPTION
A1010 | Telecommunication Outlet | 2 | VV | Telecommunication outlet location.
A1012 | Telephone, Wall Mounted, 1 Line | 1 | VV | Telephone, wall mounted, 1 line.
A5145 | Hook, Garment, Double, SS, Surface Mounted | 1 | CC | A surface mounted, satin finish stainless steel, double garment hook. Equipped with a concealed mounting bracket that is secured to a concealed wall plate. For general purpose use throughout the facility to hang various items of apparel.
F0115 | Bookcase, Open, 5 Shelf | 1 | VV | Freestanding open shelf bookcase, approximately 82" high X 37" wide X 18" deep with 5 (five) adjustable shelves. Unit can be separate or part of a system with available add-on shelving.
F0205 | Chair, Side With Arms | 3 | VV | Upholstered side chair, 32" high X 21" wide X 23" deep with arms, padded seats and padded backs. Seat height is a minimum of 17". Available with or without sled base.
F0750 | Table, Office, (size as required) | 1 | VV | Office table, sized as required. May be used as either a four (4) to six (6) person conference table or as an extra work surface area.
F2000 | Basket, Wastepaper, Fire Resistant | 1 | VV | Wastepaper basket, fire resistant, approximately 40 quart capacity. This unit is used to collect and temporarily store small quantities of paper refuse in patient rooms, administrative areas and nursing stations. Size and shape varies depending on the application and manufacturer selected.
F3200 | Clock, Battery, 12" Diameter | 1 | VV | Clock, 12" diameter. Round surface, easy to read numbers with sweep second hand. Wall mounted unit for use when impractical to install a fully synchronized clock system. Battery operated, (batteries not included).
M0506 | Television, Flat Screen | 1 | VV | Flat screen television with approximately 32'" to 40' diagonal screen size. The TV will have built-in speakers, NTSC tuner, a 16:9 wide screen aspect ratio, a minimum of 1280 x 768 resolution and a remote control.
M1802 | Work Station, Computer, Retractable, Wall Mounted | 1 | VV | A wall mounted retractable work station. Work station is used as a computer station in treatment rooms, exam rooms and areas where physical space in limited.
2 - RMH51 - Intake Processing Room, MH RCU | 2 - RMH51 - Intake Processing Room, MH RCU | 2 - RMH51 - Intake Processing Room, MH RCU | 2 - RMH51 - Intake Processing Room, MH RCU | 2 - RMH51 - Intake Processing Room, MH RCU
JSN | NAME | QTY | ACQ/INS | DESCRIPTION
A1010 | Telecommunication Outlet | 1 | VV | Telecommunication outlet location.
E0945 | Cart, Computer, Mobile | 1 | VV | A mobile computer cart for use throughout the facility. The cart dimensions will be approximately 45" H x 30" W x 22" D with casters. May include drawers and miscellaneous other accessories that will be determined at time of purchase. This Typical may include: 1 Cart Body, w/Computer Support, Style-A Narrow, w/Raised Edge Top 1 Flip-Up Shelf 1 Sharps Container Holder 1 Wastebasket 1 Chart Holder 2 Drawers, 3"H 2 Drawers, 6"H 3 Accessory Rail, Side Drawer Organizer Bins
F0206 | Chair, Side, Bariatric, With Arms | 1 | VV | A bariatric side chair with arms for use in a waiting room, lobby or other patient area. Chair will have a padded seat and back and have a capacity of 800 pounds.
F0210 | Chair, Side, Without Arms | 1 | VV | Upholstered side chair approximately 32" high X 19" wide X 23" deep with floor glides. Seat is non-tilting and without arms.
F0300 | Chair, Task, Swivel, With Arms | 2 | VV | Task chair, approximately 34" H X 26" W X 22" D with adjustable arms and a five caster adjustable swivel base. Seat and back are foam padded and upholstered in woven fabric or vinyl.
F2000 | Basket, Wastepaper, Fire Resistant | 1 | VV | Wastepaper basket, fire resistant, approximately 40 quart capacity. This unit is used to collect and temporarily store small quantities of paper refuse in patient rooms, administrative areas and nursing stations. Size and shape varies depending on the application and manufacturer selected.
F3200 | Clock, Battery, 12" Diameter | 1 | VV | Clock, 12" diameter. Round surface, easy to read numbers with sweep second hand. Wall mounted unit for use when impractical to install a fully synchronized clock system. Battery operated, (batteries not included).
3 - SB148 - MH RCU Resident Universal Toilet / Shower, Bldg Sprt | 3 - SB148 - MH RCU Resident Universal Toilet / Shower, Bldg Sprt | 3 - SB148 - MH RCU Resident Universal Toilet / Shower, Bldg Sprt | 3 - SB148 - MH RCU Resident Universal Toilet / Shower, Bldg Sprt | 3 - SB148 - MH RCU Resident Universal Toilet / Shower, Bldg Sprt
JSN | NAME | QTY | ACQ/INS | DESCRIPTION
A1086 | Mirror, Safety, Psychiatric | 1 | CC | A one-piece stamped stainless steel mirror. The mirror will be engineered and suitable for continuous daily use in a psychiatric medical environment.
A5074 | Soap Dish, Recessed, SS, Psychiatric | 1 | CC | A recessed stainless steel soap dish. The soap dish may be surface mounted or chase mounted thru the wall. For use in a psychiatric medical environment.
A5081 | Dispenser, Paper Towel, SS, Recessed, Psychiatric | 1 | CC | A recessed stainless steel paper towel dispenser for use in a psychiatric setting. The dispenser may be a recessed shelf to place paper towels to ensure the safety of patients.
A5112 | Grab Bar, Psychiatric | 2 | CC | A 36" long grab bar of stainless steel or anodized aluminum for use as a gripping surface in bathrooms, shower stalls or bath tubs. The bar comes with a gap-filler between the bar and wall and will have concealed mounting flanges or snap over flanges to conceal mounting screws. A selection of mounting kits and concealed anchor devices are available from the manufacturers for different types of installations.
A5140 | Hook, Garment, Security | 1 | CC | Clothes hook used in patient rooms of psychiatric, drug abuse or alcohol rehab facilities.
A5196 | Dispenser, Toilet Tissue, Psychiatric | 1 | CC | A recessed single roll toilet tissue holder for use in psychiatric, drug abuse or alcohol rehab toilets.
CT025 | Countertop, Solid Surface with Sink Combination | 1 | CC | A solid, nonporous countertop approximately 36"W x 22"D with a undercounter sink combination. The countertop is an acrylic-based solid surface product with a standard thickness of 1", and a 4" butt backsplash/curb. Surfaces will be easy to clean and maintain. Also referred to as a work surface or work top with sink. Available in a choice of colors, depths and sink shapes. Used for various applications in patient rooms, restrooms and throughout the facility. Usually a part of a casework interior design program. Unit does not include the drain and faucet.
F2000 | Basket, Wastepaper, Fire Resistant | 1 | VV | Wastepaper basket, fire resistant, approximately 40 quart capacity. This unit is used to collect and temporarily store small quantities of paper refuse in patient rooms, administrative areas and nursing stations. Size and shape varies depending on the application and manufacturer selected.
P5350 | Shower, Patient, Psychiatric | 1 | CC | Psychiatric patient shower. Shall be vandal-proof. Shower head shall be designed for prison use, shall have smooth surfaces with no projection that can be used as a catch or hook; shall have flat back arranged for bolting directly to the wall and shall be tapped for 1/2 inch pipe connecting to tempered water line; the head shall have a tamperproof removable face not less than 3-1/2 inch diameter; the shower head shall be installed not less than 6 feet above the floor and shall deliver the spray within a 3 foot circle.
P9400 | Toilet, Wall Hung, Siphon Jet, Psychiatric | 1 | CC | Siphon jet water closet/ toilet. This unit is wall hung with an elongated bowl, back spud push button flush valve, seat with open front and check hinge, and carrier. For general purpose use in restrooms on psychiatric patient nursing units.
4 - SC450 - 16-Bed / 20-Bed MH RCU Laundry Room, EMS | 4 - SC450 - 16-Bed / 20-Bed MH RCU Laundry Room, EMS | 4 - SC450 - 16-Bed / 20-Bed MH RCU Laundry Room, EMS | 4 - SC450 - 16-Bed / 20-Bed MH RCU Laundry Room, EMS | 4 - SC450 - 16-Bed / 20-Bed MH RCU Laundry Room, EMS
JSN | NAME | QTY | ACQ/INS | DESCRIPTION
A5075 | Dispenser, Soap, Disposable | 1 | VV | Disposable soap dispenser. One-handed dispensing operation. Designed to accommodate disposable soap cartridge and valve.
A5080 | Dispenser, Paper Towel, SS, Surface Mounted | 1 | CC | A surface mounted, satin finish stainless steel, single-fold, paper towel dispenser. Dispenser features: tumbler lock; front hinged at bottom; and refill indicator slot. Minimum capacity 400 single-fold paper towels. For general purpose use throughout the facility.
CT030 | Countertop, High Pressure Laminate | 1 | CC | High pressure laminate countertop (composition of wood particle core with plastic laminate surface) having a hard smooth surface finish, standard thickness of 1", and a 4" butt backsplash/curb. Also referred to as a work surface or work top. Available in a wide choice of colors, patterns, and depths. Used in general purpose areas requiring a basic work surface arrangement with limited heat resistance and poor chemical resistance. Pricing based upon a 24" depth.
F0780 | Table, Work, 60W x 30D | 1 | VV | Work table approximately 29" high X 60" wide X 30" deep with top and four (4) non-folding legs.
F2017 | Waste Receptacle, 24 GAL | 1 | VV | Rectangular steel waste receptacle with step-on lid and 24 gallon capacity. The receptacle is used to collect and temporarily store small quantities of paper refuse. Can be used in restrooms, patient areas, laboratories, pharmacies, etc.
M2300 | Washer, Clothes, Automatic | 1 | VV | Large capacity automatic clothes washer with a heavy duty motor. The unit's control system programs load, cycle time, spin speed, fabric, water level and water temperature. The washer includes a bleach and/or fabric softener dispenser and a filter ring for trapping lint.
M2400 | Dryer, Clothes, Automatic, Electric, Household | 1 | VV | Automatic clothes dryer. Electric unit features automatic sensi-dry control with setting for different kinds of fabrics, timed cycle, removable lint filter, drum interior light and enamel finish.
P2000 | Eyewash, Wall Mounted, Hands-Free | 1 | CC | Wall mounted emergency eye wash station. The flow of water from the unit is activated by hand. Upon initiation of water flow the unit will operate hands free to provide streams of water to clear foreign particles or dilute caustic liquids from the eyes in emergency situations. Used in laboratories and areas of the hospital where employees are subject to foreign bodies or liquid material to the eyes.
P2450 | Valve, Mixing, Thermostatic | 1 | CC | Thermostatic mixing valve with washout hose. Used with portable whirlpool equipment. Thermostatic valve is used to maintain temperature between 70 and 110 degree Fahrenheit, with a flow rate of 20 gallons a minute. The washout hose assembly is used to wash out tanks after treatment. Used in physical therapy department to provide comfortable water temperature for patient treatments.
P6500 | Sink, Service, Cast Iron | 1 | CC | Service sink approximately 18" D x 22" W x 20" H which includes a polished chromium-plated combination hot and cold water faucet with integral stops and extended spout. Spout will have a pail hook, 3/4 inch hose coupling thread and shall include a backflow preventer. The faucet will be provided with a top brace and wall fittings for mounting above service sink. Service sink will be made of enameled cast iron. Used throughout the facility in utility rooms for washing and cleaning equipment.
P6500 | Sink, Service, Cast Iron | 1 | CC | Service sink approximately 18" D x 22" W x 20" H which includes a polished chromium-plated combination hot and cold water faucet with integral stops and extended spout. Spout will have a pail hook, 3/4 inch hose coupling thread and shall include a backflow preventer. The faucet will be provided with a top brace and wall fittings for mounting above service sink. Service sink will be made of enameled cast iron. Used throughout the facility in utility rooms for washing and cleaning equipment.
P8710 | Utility Center, Plumbing Connection | 1 | CC | Plumbing connection utility center, sometimes referred to as a 'GUY GRAY BOX'. This recessed utility center provides for hot and cold water connections and a drain connection at sink and other equipment locations. The utility center includes cutoff valves for the water connections, a plug seal for the drain and an outside cover to provide an aesthetic appearance when connections are no longer required. This center may be installed in locations where no plumbing fixtures are included in a design as a future flexibility device, saving many dollars for later facility modifications to incorporate sinks as functions change.
5 - SC450 - 24-Bed / 28-Bed MH RCU Laundry Room, EMS | 5 - SC450 - 24-Bed / 28-Bed MH RCU Laundry Room, EMS | 5 - SC450 - 24-Bed / 28-Bed MH RCU Laundry Room, EMS | 5 - SC450 - 24-Bed / 28-Bed MH RCU Laundry Room, EMS | 5 - SC450 - 24-Bed / 28-Bed MH RCU Laundry Room, EMS
JSN | NAME | QTY | ACQ/INS | DESCRIPTION
A5075 | Dispenser, Soap, Disposable | 1 | VV | Disposable soap dispenser. One-handed dispensing operation. Designed to accommodate disposable soap cartridge and valve.
A5080 | Dispenser, Paper Towel, SS, Surface Mounted | 1 | CC | A surface mounted, satin finish stainless steel, single-fold, paper towel dispenser. Dispenser features: tumbler lock; front hinged at bottom; and refill indicator slot. Minimum capacity 400 single-fold paper towels. For general purpose use throughout the facility.
CT030 | Countertop, High Pressure Laminate | 1 | CC | High pressure laminate countertop (composition of wood particle core with plastic laminate surface) having a hard smooth surface finish, standard thickness of 1", and a 4" butt backsplash/curb. Also referred to as a work surface or work top. Available in a wide choice of colors, patterns, and depths. Used in general purpose areas requiring a basic work surface arrangement with limited heat resistance and poor chemical resistance. Pricing based upon a 24" depth.
F0780 | Table, Work, 60W x 30D | 1 | VV | Work table approximately 29" high X 60" wide X 30" deep with top and four (4) non-folding legs.
F2017 | Waste Receptacle, 24 GAL | 1 | VV | Rectangular steel waste receptacle with step-on lid and 24 gallon capacity. The receptacle is used to collect and temporarily store small quantities of paper refuse. Can be used in restrooms, patient areas, laboratories, pharmacies, etc.
M2300 | Washer, Clothes, Automatic | 1 | VV | Large capacity automatic clothes washer with a heavy duty motor. The unit's control system programs load, cycle time, spin speed, fabric, water level and water temperature. The washer includes a bleach and/or fabric softener dispenser and a filter ring for trapping lint.
M2400 | Dryer, Clothes, Automatic, Electric, Household | 1 | VV | Automatic clothes dryer. Electric unit features automatic sensi-dry control with setting for different kinds of fabrics, timed cycle, removable lint filter, drum interior light and enamel finish.
P2000 | Eyewash, Wall Mounted, Hands-Free | 1 | CC | Wall mounted emergency eye wash station. The flow of water from the unit is activated by hand. Upon initiation of water flow the unit will operate hands free to provide streams of water to clear foreign particles or dilute caustic liquids from the eyes in emergency situations. Used in laboratories and areas of the hospital where employees are subject to foreign bodies or liquid material to the eyes.
P2450 | Valve, Mixing, Thermostatic | 1 | CC | Thermostatic mixing valve with washout hose. Used with portable whirlpool equipment. Thermostatic valve is used to maintain temperature between 70 and 110 degree Fahrenheit, with a flow rate of 20 gallons a minute. The washout hose assembly is used to wash out tanks after treatment. Used in physical therapy department to provide comfortable water temperature for patient treatments.
P6500 | Sink, Service, Cast Iron | 1 | CC | Service sink approximately 18" D x 22" W x 20" H which includes a polished chromium-plated combination hot and cold water faucet with integral stops and extended spout. Spout will have a pail hook, 3/4 inch hose coupling thread and shall include a backflow preventer. The faucet will be provided with a top brace and wall fittings for mounting above service sink. Service sink will be made of enameled cast iron. Used throughout the facility in utility rooms for washing and cleaning equipment.
P6500 | Sink, Service, Cast Iron | 1 | CC | Service sink approximately 18" D x 22" W x 20" H which includes a polished chromium-plated combination hot and cold water faucet with integral stops and extended spout. Spout will have a pail hook, 3/4 inch hose coupling thread and shall include a backflow preventer. The faucet will be provided with a top brace and wall fittings for mounting above service sink. Service sink will be made of enameled cast iron. Used throughout the facility in utility rooms for washing and cleaning equipment.
P8710 | Utility Center, Plumbing Connection | 1 | CC | Plumbing connection utility center, sometimes referred to as a 'GUY GRAY BOX'. This recessed utility center provides for hot and cold water connections and a drain connection at sink and other equipment locations. The utility center includes cutoff valves for the water connections, a plug seal for the drain and an outside cover to provide an aesthetic appearance when connections are no longer required. This center may be installed in locations where no plumbing fixtures are included in a design as a future flexibility device, saving many dollars for later facility modifications to incorporate sinks as functions change.
6 - RMH54 - Exam Room, MH RCU | 6 - RMH54 - Exam Room, MH RCU | 6 - RMH54 - Exam Room, MH RCU | 6 - RMH54 - Exam Room, MH RCU | 6 - RMH54 - Exam Room, MH RCU
JSN | NAME | QTY | ACQ/INS | DESCRIPTION
A1010 | Telecommunication Outlet | 2 | VV | Telecommunication outlet location.
A1012 | Telephone, Wall Mounted, 1 Line | 1 | VV | Telephone, wall mounted, 1 line.
A5075 | Dispenser, Soap, Disposable | 1 | VV | Disposable soap dispenser. One-handed dispensing operation. Designed to accommodate disposable soap cartridge and valve.
A5080 | Dispenser, Paper Towel, SS, Surface Mounted | 1 | CC | A surface mounted, satin finish stainless steel, single-fold, paper towel dispenser. Dispenser features: tumbler lock; front hinged at bottom; and refill indicator slot. Minimum capacity 400 single-fold paper towels. For general purpose use throughout the facility.
A5106 | Waste Disposal Unit, Sharps w/Glove Dispenser | 1 | VV | The unit is designed for the disposal of sharps and complies with OSHA guidelines for the handling of sharps. It shall house a 5 quart container and be capable of being mounted on a wall. It shall have a glove dispenser attached. The unit shall be secured by a locked enclosure.
A5145 | Hook, Garment, Double, SS, Surface Mounted | 2 | CC | A surface mounted, satin finish stainless steel, double garment hook. Equipped with a concealed mounting bracket that is secured to a concealed wall plate. For general purpose use throughout the facility to hang various items of apparel.
A5180 | Track, Cubicle, Surface Mounted, With Curtain | 1 | VV | Surface mounted cubicle track, with curtain. Track constructed of thick extruded aluminum. Equipped with self lubricating carriers, beaded drop chain hooks, and flame resistant curtain. To include removable end caps. Designed to be suspended around patient areas where privacy is needed. Price listed is per foot of the track, curtains to be priced per quote.
E0948 | Cart, General Storage, Mobile, 42"H x 32"W x 22"D | 1 | VV | THIS TYPICAL INCLUDES: 1 Cart Body, Style-A Narrow, w/Raised Edge Top 2 Drawers, 3" H 4 Drawers, 6" H 1 Accessory Rail, Side Drawer Organizer Bins
F0210 | Chair, Side, Without Arms | 1 | VV | Upholstered side chair approximately 32" high X 19" wide X 23" deep with floor glides. Seat is non-tilting and without arms.
F0340 | Stool, Self Adjusting | 1 | VV | Self adjusting stool. Consists of a foam padded upholstered seat with attached foot rest for added comfort. Mounted on swivel casters. Designed for doctor's use during examinations.
F2000 | Basket, Wastepaper, Fire Resistant | 1 | VV | Wastepaper basket, fire resistant, approximately 40 quart capacity. This unit is used to collect and temporarily store small quantities of paper refuse in patient rooms, administrative areas and nursing stations. Size and shape varies depending on the application and manufacturer selected.
F3050 | Whiteboard, Dry Erase | 1 | VV | Whiteboard unit, approximately 36" H x 48" W consisting of a white porcelain enamel writing surface with an attached chalk tray. Magnetic surface available. Image can be easily removed with a standard chalkboard eraser. For use with water color pens. Unit is ready to hang.
F3200 | Clock, Battery, 12" Diameter | 1 | VV | Clock, 12" diameter. Round surface, easy to read numbers with sweep second hand. Wall mounted unit for use when impractical to install a fully synchronized clock system. Battery operated, (batteries not included).
M1801 | Computer, Microprocessing, w/Flat Panel Monitor | 1 | VV | Desk top microprocessing computer. The unit shall consist of a central processing mini tower, flat panel monitor, keyboard, mouse and speakers. The system shall have the following minimum characteristics: a 2.8 GHz Pentium processor; 512 MB memory; 80GB hard drive; 32/48x CD-ROMDVD combo; 1.44MB network interface card; video 32 MB NVIDIA; a 18 inch flat panel monitor. The computer is used throughout the facility to input, manipulate and retrieve information.
M1802 | Work Station, Computer, Retractable, Wall Mounted | 1 | VV | A wall mounted retractable work station. Work station is used as a computer station in treatment rooms, exam rooms and areas where physical space in limited.
M4100 | Sphygmomanometer, Aneroid, Wall Mounted | 1 | VV | Aneroid sphygmomanometer. Unit is wall mounted and has large graphic dial display for easy reading from all angles. It has a 90 degree (angle) swivel and 10 degree (angle) forward tilt to reduce glare. Unit accuracy is within 1% of reading. Sturdy impact-resistant construction.
M4200 | Otoscope/Ophthalmoscope, Wall Mounted | 1 | VV | Wall mounted otoscope and ophthalmoscope. Includes 6 foot line cord and plug and accepts and includes two handles. Contains head turn-on/turn-off, built-in speculum tray and 8 foot coiled cords. Unit is designed for use in patient exam rooms.
M9025 | Table, Examination/Treatment, With Cabinet | 1 | VV | Table, examination/treatment with cabinet. Cabinet type exam table with three section upholstered top adjustable to a full chair position. Concealed heel stirrups, dual outlets, drawers, and storage space with optional armboard. Unit is designed for general use in examination/treatment rooms.
P3100 | Lavatory, Vitreous China, Slab Type | 1 | CC | Wall mounted, slab type, vitreous china, lavatory (approximate bowl size 7"x15"x10") with: faucet holes on 4" centers; gooseneck spout; wrist blade handles; and grid strainer. It shall be suitable for use in clinics, offices, washrooms or patient care area.
7 - SV583 - MH RCU Medication Room, Phrm Svc | 7 - SV583 - MH RCU Medication Room, Phrm Svc | 7 - SV583 - MH RCU Medication Room, Phrm Svc | 7 - SV583 - MH RCU Medication Room, Phrm Svc | 7 - SV583 - MH RCU Medication Room, Phrm Svc
JSN | NAME | QTY | ACQ/INS | DESCRIPTION
A1010 | Telecommunication Outlet | 2 | VV | Telecommunication outlet location.
A1014 | Telephone, Wall Mounted, 1 Line, With Speaker | 1 | VV | Telephone, wall mounted, 1 line, with speaker.
A5075 | Dispenser, Soap, Disposable | 1 | VV | Disposable soap dispenser. One-handed dispensing operation. Designed to accommodate disposable soap cartridge and valve.
A5077 | Dispenser, Hand Sanitizer, Hands-Free | 1 | VV | A touch free wall-mounted hand sanitizer dispenser. For use throughout a healthcare facility. Unit does not include the sanitizing liquid. Units are battery operated.
A5082 | Dispenser, Paper Towel, Sensor, Hands Free | 1 | CC | A surface mounted, sensor activated, automatic, roll paper towel dispenser. The unit dispenses a paper towel automatically only when hands are place in position below the dispenser for maximum sanitation and hygiene. May include adjustable settings for sheet length, time delay, and sensor range. Unit is battery operated or with optional AC power adapter.
A5107 | Dispenser, Glove, Surgical/Examination, Wall Mntd | 1 | VV | Examination three (Small Medium, Large) glove dispenser box for wall mounting. Fabricated of either cold rolled steel with a white baked enamel finish, plastic or acrylic. Hardware not included, Option 3 powder coated steel.
A5108 | Waste Disposal Unit, Sharps | 1 | VV | A container for collecting and transporting syringes and other sharps for decontamination and disposal. Available in 2 gallon and 8 gallon with locking rotor. Complies with OSHA regulations for handling sharps.
A5145 | Hook, Garment, Double, SS, Surface Mounted | 1 | CC | A surface mounted, satin finish stainless steel, double garment hook. Equipped with a concealed mounting bracket that is secured to a concealed wall plate. For general purpose use throughout the facility to hang various items of apparel.
C03G0 | Cabinet, U/C/B, 2 Shelf, 2 Door, 36x30x22 | 1 | CC | Standing height under counter base cabinet with two adjustable shelves and two solid hinged doors. Also referred to as a cupboard cabinet. For general purpose use throughout the facility.
C04Q0 | Cabinet, ADA Sink, Wall-Mounted | 1 | CC | Wall mounted sink support cabinet for drop-in sink with vertical fascia and angled ADA profile, also referred to as ADA sink cabinet. Removable front panel to permit access to plumbing. Medium density M-3 particle board core construction faced with high pressure vertical grade decorative plastic laminate on exposed surfaces and melamine on semi-exposed and concealed surfaces; plastic laminate edge banding. Includes all attaching hardware including support rail.
CD030 | Cabinet, W/H, 2 Shelf, 2 DO, Sloping Top, 38x30x13 | 2 | CC | Wall hung steel cabinet with two adjustable shelves, solid hinged doors, and sloping top. Also referred to as a solid hinged double door wall case. For general purpose use throughout the facility.
CS070 | Sink, SS, Single Compartment, 7.5x16x16 ID | 1 | CC | Single compartment stainless steel sink, drop-in, self-rimming, ledge-type, connected with a drain and provided with a mixing faucet. It shall also be provided with pre-punched fixture holes on 4" center, integral back ledge to accommodate deck-mounted fixtures, brushed/polished interior and top surfaces, and sound deadened. Recommended for use in suspended or U/C/B sink cabinets having a high plastic laminate or Chemsurf laminate countertop/work surface. Coordinate actual outside sink dimensions with the actual clear dimension of cabinet specified to ensure that they are compatible. For general purpose use throughout the facility.
CT020 | Countertop, Solid Surface | 1 | CC | A solid, nonporous countertop with a smooth seamless appearance. Easy to clean and maintain and with proper cleaning does not support the growth of mold. An acrylic-based solid surface product. Standard thickness of 1", and a 4" butt backsplash/curb. Also referred to as a work surface or work top. Available in a choice of colors and depths. Used in lab and other hospital areas requiring optimum physical and chemical resisting properties.
E0945 | Cart, Computer, Mobile | 1 | VV | A mobile computer cart for use throughout the facility. The cart dimensions will be approximately 45" H x 30" W x 22" D with casters. May include drawers and miscellaneous other accessories that will be determined at time of purchase. This Typical may include: 1 Cart Body, w/Computer Support, Style-A Narrow, w/Raised Edge Top 1 Flip-Up Shelf 1 Sharps Container Holder 1 Wastebasket 1 Chart Holder 2 Drawers, 3"H 2 Drawers, 6"H 3 Accessory Rail, Side Drawer Organizer Bins
F2010 | Basket, Wastepaper, Step-On | 1 | VV | "Step-on" wastepaper basket with inner liner and foot petal activated flip top.
F3050 | Whiteboard, Dry Erase | 1 | VV | Whiteboard unit, approximately 36" H x 48" W consisting of a white porcelain enamel writing surface with an attached chalk tray. Magnetic surface available. Image can be easily removed with a standard chalkboard eraser. For use with water color pens. Unit is ready to hang.
F3200 | Clock, Battery, 12" Diameter | 1 | VV | Clock, 12" diameter. Round surface, easy to read numbers with sweep second hand. Wall mounted unit for use when impractical to install a fully synchronized clock system. Battery operated, (batteries not included).
M1801 | Computer, Microprocessing, w/Flat Panel Monitor | 1 | VV | Desk top microprocessing computer. The unit shall consist of a central processing mini tower, flat panel monitor, keyboard, mouse and speakers. The system shall have the following minimum characteristics: a 2.8 GHz Pentium processor; 512 MB memory; 80GB hard drive; 32/48x CD-ROMDVD combo; 1.44MB network interface card; video 32 MB NVIDIA; a 18 inch flat panel monitor. The computer is used throughout the facility to input, manipulate and retrieve information.
M3150 | Distribution System, Medication, Automatic | 1 | VV | An automated dispensing system that provides controlled dispensing, inventory and security. Size and cost will vary dependent on number of modules selected.
P1965 | Eyewash, Eye/Face, Sink Mounted, Hands-free | 1 | CC | A sink mounted eyewash station. The unit is designed for emergency eye and face rinsing from soft flow dual spray-heads. The Flow must be activated by the single momentary action and remain on until terminated.
R6200 | Refrigerator, U/C or F/S, 5 Cu Ft | 1 | VV | Utility refrigerator approximately 35" H x 24" W x 26" D. The unit has a two tray ice cube cooling system. The refrigerator fits standard architectural dimensions for undercounter installation. The unit is perfect for use in nurses' station, wards, and laboratories, pharmacies or wherever space is limited.
8 - SS203 - MH RCU Nurse Manager Office, Stff Sprt | 8 - SS203 - MH RCU Nurse Manager Office, Stff Sprt | 8 - SS203 - MH RCU Nurse Manager Office, Stff Sprt | 8 - SS203 - MH RCU Nurse Manager Office, Stff Sprt | 8 - SS203 - MH RCU Nurse Manager Office, Stff Sprt
JSN | NAME | QTY | ACQ/INS | DESCRIPTION
A1010 | Telecommunication Outlet | 2 | VV | Telecommunication outlet location.
A1015 | Telephone, Desk, Multiple Line | 1 | VV | Telephone, desk, multiple line.
A5145 | Hook, Garment, Double, SS, Surface Mounted | 2 | CC | A surface mounted, satin finish stainless steel, double garment hook. Equipped with a concealed mounting bracket that is secured to a concealed wall plate. For general purpose use throughout the facility to hang various items of apparel.
E0078 | Workstation, L-Shaped w/Peninsula, Free Std, 78x72 | 1 | VV | This section will provide a whole work station typical to quickly plan work areas in clinical or administrative spaces. There will be a price decrease if typical work stations are used with vertical hanging strips instead of panels. THIS TYPICAL INCLUDES: 4 standard solid panels; 2 panel connectors, 2-way corner; 1 panel-to-panel connector; 2 finished end hardware; 1 cantilevered work surface; 1 peninsula work surface; 2 lockable flipper units; 2 shelf, storage/display; 2 lights; 1 tack board, 48"W; 1 tool rail, 30"W; 1 paper tray; 1 diagonal tray; 1 adjustable keyboard tray; 1 mobile pedestal, box/file.
F0110 | Bookcase, 3 Shelf | 1 | VV | Freestanding open metal shelf book case, approximately 60" high X 36" wide X 18" deep with three (3) adjustable shelves and four (4) non-marking floor glides.
F0205 | Chair, Side With Arms | 2 | VV | Upholstered side chair, 32" high X 21" wide X 23" deep with arms, padded seats and padded backs. Seat height is a minimum of 17". Available with or without sled base.
F0275 | Chair, Swivel, High Back | 1 | VV | Highback contemporary swivel chair, 41" high X 23" wide X 23" deep with five (5) caster swivel base and arms. Chair may be used at desks or in conference rooms. Back and seat are foam padded and upholstered with either woven textile fabric or vinyl.
F0420 | Cabinet, Filing, Lateral, Half Height | 1 | VV | Half height two (2) or three (3) drawer lateral filing cabinet, 28" high X 42" wide X 18" deep with recessed handles, locking device and drawer label holders. Drawers are adaptable to either letter or legal size materials.
F2000 | Basket, Wastepaper, Fire Resistant | 1 | VV | Wastepaper basket, fire resistant, approximately 40 quart capacity. This unit is used to collect and temporarily store small quantities of paper refuse in patient rooms, administrative areas and nursing stations. Size and shape varies depending on the application and manufacturer selected.
F3200 | Clock, Battery, 12" Diameter | 1 | VV | Clock, 12" diameter. Round surface, easy to read numbers with sweep second hand. Wall mounted unit for use when impractical to install a fully synchronized clock system. Battery operated, (batteries not included).
M1801 | Computer, Microprocessing, w/Flat Panel Monitor | 1 | VV | Desk top microprocessing computer. The unit shall consist of a central processing mini tower, flat panel monitor, keyboard, mouse and speakers. The system shall have the following minimum characteristics: a 2.8 GHz Pentium processor; 512 MB memory; 80GB hard drive; 32/48x CD-ROMDVD combo; 1.44MB network interface card; video 32 MB NVIDIA; a 18 inch flat panel monitor. The computer is used throughout the facility to input, manipulate and retrieve information.
9 - RMH56 - 16-Bed / 20-Bed RCU Evaluation Area Storage Room, MH RCU | 9 - RMH56 - 16-Bed / 20-Bed RCU Evaluation Area Storage Room, MH RCU | 9 - RMH56 - 16-Bed / 20-Bed RCU Evaluation Area Storage Room, MH RCU | 9 - RMH56 - 16-Bed / 20-Bed RCU Evaluation Area Storage Room, MH RCU | 9 - RMH56 - 16-Bed / 20-Bed RCU Evaluation Area Storage Room, MH RCU
JSN | NAME | QTY | ACQ/INS | DESCRIPTION
M2055 | Shelving, Storage, Wire, CRS, w/Adjustable Shelves | 2 | VV | Stationary, wire, shelving unit. Unit has fully adjustable shelves constructed of stainless steel. For use in general purpose storage areas. Shelving is provided in various sizes and configurations. Price provided is for a unit approximately 74"H x 18"D x 48"W with four shelves.
10 - RMH57 - 24-Bed / 28-Bed RCU Evaluation Area Storage Room, MH RCU | 10 - RMH57 - 24-Bed / 28-Bed RCU Evaluation Area Storage Room, MH RCU | 10 - RMH57 - 24-Bed / 28-Bed RCU Evaluation Area Storage Room, MH RCU | 10 - RMH57 - 24-Bed / 28-Bed RCU Evaluation Area Storage Room, MH RCU | 10 - RMH57 - 24-Bed / 28-Bed RCU Evaluation Area Storage Room, MH RCU
JSN | NAME | QTY | ACQ/INS | DESCRIPTION
M2055 | Shelving, Storage, Wire, CRS, w/Adjustable Shelves | 4 | VV | Stationary, wire, shelving unit. Unit has fully adjustable shelves constructed of stainless steel. For use in general purpose storage areas. Shelving is provided in various sizes and configurations. Price provided is for a unit approximately 74"H x 18"D x 48"W with four shelves.
4 - FA 4 RESIDENT CARE UNIT (RCU) PATIENT AREA | 4 - FA 4 RESIDENT CARE UNIT (RCU) PATIENT AREA | 4 - FA 4 RESIDENT CARE UNIT (RCU) PATIENT AREA | 4 - FA 4 RESIDENT CARE UNIT (RCU) PATIENT AREA | 4 - FA 4 RESIDENT CARE UNIT (RCU) PATIENT AREA
1 - SB086 - 16-Bed / 20-Bed MH RCU Resident Lounge, Bldg Sprt | 1 - SB086 - 16-Bed / 20-Bed MH RCU Resident Lounge, Bldg Sprt | 1 - SB086 - 16-Bed / 20-Bed MH RCU Resident Lounge, Bldg Sprt | 1 - SB086 - 16-Bed / 20-Bed MH RCU Resident Lounge, Bldg Sprt | 1 - SB086 - 16-Bed / 20-Bed MH RCU Resident Lounge, Bldg Sprt
JSN | NAME | QTY | ACQ/INS | DESCRIPTION
A1012 | Telephone, Wall Mounted, 1 Line | 1 | VV | Telephone, wall mounted, 1 line.
A5075 | Dispenser, Soap, Disposable | 1 | VV | Disposable soap dispenser. One-handed dispensing operation. Designed to accommodate disposable soap cartridge and valve.
A5077 | Dispenser, Hand Sanitizer, Hands-Free | 1 | VV | A touch free wall-mounted hand sanitizer dispenser. For use throughout a healthcare facility. Unit does not include the sanitizing liquid. Units are battery operated.
A5080 | Dispenser, Paper Towel, SS, Surface Mounted | 1 | CC | A surface mounted, satin finish stainless steel, single-fold, paper towel dispenser. Dispenser features: tumbler lock; front hinged at bottom; and refill indicator slot. Minimum capacity 400 single-fold paper towels. For general purpose use throughout the facility.
A5210 | Bracket, Television, Wall Mounted, w/Adjust Arm | 1 | VV | Wall mounted television bracket with adjustable arm. Consists of movable arm with minimum 120 degree swivel. Designed for holding wall mounted, flat panel television units in patient rooms.
A5220 | Bracket, Television, Wall Backing | 1 | CC | Wall mounted television bracket backing which provides additional support and strength for the installation of the television bracket. Option available for interior or exterior plate and sized for 12” 16” or 24” stud spacing.
A6046 | Artwork, Decorative, With Frame | 2 | VV | This JSN is to be used for determining and defining location of decorative artwork.
C04E0 | Cabinet, U/C/B, 1 Shelf, 1 Drawer, 2 DO, 36x36x22 | 1 | CC | Standing height under counter base cabinet with an adjustable shelf and a full width drawer above solid hinged doors. Also referred to as a combination cabinet or a drawer and cupboard cabinet. For general purpose use throughout the facility.
CT020 | Countertop, Solid Surface | 1 | CC | A solid, nonporous countertop with a smooth seamless appearance. Easy to clean and maintain and with proper cleaning does not support the growth of mold. An acrylic-based solid surface product. Standard thickness of 1", and a 4" butt backsplash/curb. Also referred to as a work surface or work top. Available in a choice of colors and depths. Used in lab and other hospital areas requiring optimum physical and chemical resisting properties.
F0100 | Bin, Mail Sorting, Table Mounted | 1 | VV | Table mounted mail sorting bin with sufficient adjustable dividers to accommodate all standard size papers, and computer reports. Typical number of compartments for bin is forty eight (48).
F0115 | Bookcase, Open, 5 Shelf | 2 | VV | Freestanding open shelf bookcase, approximately 82" high X 37" wide X 18" deep with 5 (five) adjustable shelves. Unit can be separate or part of a system with available add-on shelving.
F0225 | Chair, Dining Room | 7 | VV | Dining room chair with glides. Chair has straight legs with cushioned cloth or vinyl seat.
F0255 | Chair, Easy | 1 | VV | Easy chair approximately 35" high X 28" wide X 32" deep with arms and floor glides. Arms, back and seat are foam padded and upholstered in woven textile fabric or vinyl.
F0375 | Sofa, Upholstered | 1 | VV | Executive sofa with woven fabric textile or vinyl upholstery, foam padded arms, steel spring and foam rubber backs and seats, and floor glides.
F0740 | Table, Occasional, Lamp | 1 | VV | Occasional lamp table (end table) approximately 20" high X 27" wide X 27" deep with choice of finishes (wood, oak veneer, or high pressure laminate).
F0795 | Table, Dining | 2 | VV | Dining table. Round 42" diameter or square 42" X 42". Used in dining facilities and can comfortably seat up to four (4) persons.
F2000 | Basket, Wastepaper, Fire Resistant | 1 | VV | Wastepaper basket, fire resistant, approximately 40 quart capacity. This unit is used to collect and temporarily store small quantities of paper refuse in patient rooms, administrative areas and nursing stations. Size and shape varies depending on the application and manufacturer selected.
F2420 | Lamp, Table, With Shade | 1 | VV | Table lamp, 27-34" high X 6" wide X 6" deep with linen shade. Convenience outlet required at point of use.
F3010 | Board, Bulletin, 48 x 48 | 1 | VV | Open face bulletin board. Cork posting panel with moisture proof backing. Variety of frames to choose from. Used for posting notes and messages.
F3200 | Clock, Battery, 12" Diameter | 1 | VV | Clock, 12" diameter. Round surface, easy to read numbers with sweep second hand. Wall mounted unit for use when impractical to install a fully synchronized clock system. Battery operated, (batteries not included).
K1552 | Brewer, Coffee, Auto, Elect, 3 Burner, Front/Back | 1 | VV | Space saving front to back automatic coffee maker. This unit includes a heating tank, connection for a cold water supply, decanter service with three burners, funnel and a water flow controller. The unit is used for semi-automatic coffee brewing in cafeterias and commercial institutions. The unit automatically shuts off the water flow when enough has passed through to fill the pot. The unit is normally provided plumbed with a hot water faucet to the side for making other hot drinks (tea, cider, cocoa, etc.). The database height dimension does not include the clearance for coffee decanters warming on the upper burners.
M0515 | Television, HD, 40" Class | 1 | VV | High definition (HDTV) multimedia flat panel LED 40" class display television. The TV will have a 16:9 wide screen aspect ratio, minimum of 1920 x 1080 display resolution, digital tuner, minimum refresh rate of 60Hz, minimum of two HDMI ports and 1 USB port ENERGY STAR certified.
T0175 | Cabinet, Storage, Tool | 1 | VV | Tool storage cabinet. This unit is mobile and has four separate areas to accept the different types of tools. Cabinet is used to provide the basic tools needed for "hands on" experience in wood, electricity, metal and power technology.
2 - SB086 - 24-Bed / 28-Bed MH RCU Resident Lounge, Bldg Sprt | 2 - SB086 - 24-Bed / 28-Bed MH RCU Resident Lounge, Bldg Sprt | 2 - SB086 - 24-Bed / 28-Bed MH RCU Resident Lounge, Bldg Sprt | 2 - SB086 - 24-Bed / 28-Bed MH RCU Resident Lounge, Bldg Sprt | 2 - SB086 - 24-Bed / 28-Bed MH RCU Resident Lounge, Bldg Sprt
JSN | NAME | QTY | ACQ/INS | DESCRIPTION
A1012 | Telephone, Wall Mounted, 1 Line | 1 | VV | Telephone, wall mounted, 1 line.
A5075 | Dispenser, Soap, Disposable | 1 | VV | Disposable soap dispenser. One-handed dispensing operation. Designed to accommodate disposable soap cartridge and valve.
A5077 | Dispenser, Hand Sanitizer, Hands-Free | 1 | VV | A touch free wall-mounted hand sanitizer dispenser. For use throughout a healthcare facility. Unit does not include the sanitizing liquid. Units are battery operated.
A5080 | Dispenser, Paper Towel, SS, Surface Mounted | 1 | CC | A surface mounted, satin finish stainless steel, single-fold, paper towel dispenser. Dispenser features: tumbler lock; front hinged at bottom; and refill indicator slot. Minimum capacity 400 single-fold paper towels. For general purpose use throughout the facility.
A5210 | Bracket, Television, Wall Mounted, w/Adjust Arm | 1 | VV | Wall mounted television bracket with adjustable arm. Consists of movable arm with minimum 120 degree swivel. Designed for holding wall mounted, flat panel television units in patient rooms.
A5220 | Bracket, Television, Wall Backing | 1 | CC | Wall mounted television bracket backing which provides additional support and strength for the installation of the television bracket. Option available for interior or exterior plate and sized for 12” 16” or 24” stud spacing.
A6046 | Artwork, Decorative, With Frame | 2 | VV | This JSN is to be used for determining and defining location of decorative artwork.
C04E0 | Cabinet, U/C/B, 1 Shelf, 1 Drawer, 2 DO, 36x36x22 | 1 | CC | Standing height under counter base cabinet with an adjustable shelf and a full width drawer above solid hinged doors. Also referred to as a combination cabinet or a drawer and cupboard cabinet. For general purpose use throughout the facility.
CT020 | Countertop, Solid Surface | 1 | CC | A solid, nonporous countertop with a smooth seamless appearance. Easy to clean and maintain and with proper cleaning does not support the growth of mold. An acrylic-based solid surface product. Standard thickness of 1", and a 4" butt backsplash/curb. Also referred to as a work surface or work top. Available in a choice of colors and depths. Used in lab and other hospital areas requiring optimum physical and chemical resisting properties.
F0100 | Bin, Mail Sorting, Table Mounted | 1 | VV | Table mounted mail sorting bin with sufficient adjustable dividers to accommodate all standard size papers, and computer reports. Typical number of compartments for bin is forty eight (48).
F0115 | Bookcase, Open, 5 Shelf | 2 | VV | Freestanding open shelf bookcase, approximately 82" high X 37" wide X 18" deep with 5 (five) adjustable shelves. Unit can be separate or part of a system with available add-on shelving.
F0225 | Chair, Dining Room | 7 | VV | Dining room chair with glides. Chair has straight legs with cushioned cloth or vinyl seat.
F0255 | Chair, Easy | 1 | VV | Easy chair approximately 35" high X 28" wide X 32" deep with arms and floor glides. Arms, back and seat are foam padded and upholstered in woven textile fabric or vinyl.
F0375 | Sofa, Upholstered | 1 | VV | Executive sofa with woven fabric textile or vinyl upholstery, foam padded arms, steel spring and foam rubber backs and seats, and floor glides.
F0740 | Table, Occasional, Lamp | 1 | VV | Occasional lamp table (end table) approximately 20" high X 27" wide X 27" deep with choice of finishes (wood, oak veneer, or high pressure laminate).
F0795 | Table, Dining | 2 | VV | Dining table. Round 42" diameter or square 42" X 42". Used in dining facilities and can comfortably seat up to four (4) persons.
F2000 | Basket, Wastepaper, Fire Resistant | 1 | VV | Wastepaper basket, fire resistant, approximately 40 quart capacity. This unit is used to collect and temporarily store small quantities of paper refuse in patient rooms, administrative areas and nursing stations. Size and shape varies depending on the application and manufacturer selected.
F2420 | Lamp, Table, With Shade | 1 | VV | Table lamp, 27-34" high X 6" wide X 6" deep with linen shade. Convenience outlet required at point of use.
F3010 | Board, Bulletin, 48 x 48 | 1 | VV | Open face bulletin board. Cork posting panel with moisture proof backing. Variety of frames to choose from. Used for posting notes and messages.
F3200 | Clock, Battery, 12" Diameter | 1 | VV | Clock, 12" diameter. Round surface, easy to read numbers with sweep second hand. Wall mounted unit for use when impractical to install a fully synchronized clock system. Battery operated, (batteries not included).
K1552 | Brewer, Coffee, Auto, Elect, 3 Burner, Front/Back | 1 | VV | Space saving front to back automatic coffee maker. This unit includes a heating tank, connection for a cold water supply, decanter service with three burners, funnel and a water flow controller. The unit is used for semi-automatic coffee brewing in cafeterias and commercial institutions. The unit automatically shuts off the water flow when enough has passed through to fill the pot. The unit is normally provided plumbed with a hot water faucet to the side for making other hot drinks (tea, cider, cocoa, etc.). The database height dimension does not include the clearance for coffee decanters warming on the upper burners.
M0515 | Television, HD, 40" Class | 1 | VV | High definition (HDTV) multimedia flat panel LED 40" class display television. The TV will have a 16:9 wide screen aspect ratio, minimum of 1920 x 1080 display resolution, digital tuner, minimum refresh rate of 60Hz, minimum of two HDMI ports and 1 USB port ENERGY STAR certified.
T0175 | Cabinet, Storage, Tool | 1 | VV | Tool storage cabinet. This unit is mobile and has four separate areas to accept the different types of tools. Cabinet is used to provide the basic tools needed for "hands on" experience in wood, electricity, metal and power technology.
3 - SB086 - MH RCU Veteran Specific Population Resident Lounge, Bldg Sprt | 3 - SB086 - MH RCU Veteran Specific Population Resident Lounge, Bldg Sprt | 3 - SB086 - MH RCU Veteran Specific Population Resident Lounge, Bldg Sprt | 3 - SB086 - MH RCU Veteran Specific Population Resident Lounge, Bldg Sprt | 3 - SB086 - MH RCU Veteran Specific Population Resident Lounge, Bldg Sprt
JSN | NAME | QTY | ACQ/INS | DESCRIPTION
A1012 | Telephone, Wall Mounted, 1 Line | 1 | VV | Telephone, wall mounted, 1 line.
A5075 | Dispenser, Soap, Disposable | 1 | VV | Disposable soap dispenser. One-handed dispensing operation. Designed to accommodate disposable soap cartridge and valve.
A5077 | Dispenser, Hand Sanitizer, Hands-Free | 1 | VV | A touch free wall-mounted hand sanitizer dispenser. For use throughout a healthcare facility. Unit does not include the sanitizing liquid. Units are battery operated.
A5080 | Dispenser, Paper Towel, SS, Surface Mounted | 1 | CC | A surface mounted, satin finish stainless steel, single-fold, paper towel dispenser. Dispenser features: tumbler lock; front hinged at bottom; and refill indicator slot. Minimum capacity 400 single-fold paper towels. For general purpose use throughout the facility.
A5210 | Bracket, Television, Wall Mounted, w/Adjust Arm | 1 | VV | Wall mounted television bracket with adjustable arm. Consists of movable arm with minimum 120 degree swivel. Designed for holding wall mounted, flat panel television units in patient rooms.
A5220 | Bracket, Television, Wall Backing | 1 | CC | Wall mounted television bracket backing which provides additional support and strength for the installation of the television bracket. Option available for interior or exterior plate and sized for 12” 16” or 24” stud spacing.
A6046 | Artwork, Decorative, With Frame | 2 | VV | This JSN is to be used for determining and defining location of decorative artwork.
C04E0 | Cabinet, U/C/B, 1 Shelf, 1 Drawer, 2 DO, 36x36x22 | 1 | CC | Standing height under counter base cabinet with an adjustable shelf and a full width drawer above solid hinged doors. Also referred to as a combination cabinet or a drawer and cupboard cabinet. For general purpose use throughout the facility.
CT020 | Countertop, Solid Surface | 1 | CC | A solid, nonporous countertop with a smooth seamless appearance. Easy to clean and maintain and with proper cleaning does not support the growth of mold. An acrylic-based solid surface product. Standard thickness of 1", and a 4" butt backsplash/curb. Also referred to as a work surface or work top. Available in a choice of colors and depths. Used in lab and other hospital areas requiring optimum physical and chemical resisting properties.
F0100 | Bin, Mail Sorting, Table Mounted | 1 | VV | Table mounted mail sorting bin with sufficient adjustable dividers to accommodate all standard size papers, and computer reports. Typical number of compartments for bin is forty eight (48).
F0115 | Bookcase, Open, 5 Shelf | 2 | VV | Freestanding open shelf bookcase, approximately 82" high X 37" wide X 18" deep with 5 (five) adjustable shelves. Unit can be separate or part of a system with available add-on shelving.
F0225 | Chair, Dining Room | 7 | VV | Dining room chair with glides. Chair has straight legs with cushioned cloth or vinyl seat.
F0255 | Chair, Easy | 1 | VV | Easy chair approximately 35" high X 28" wide X 32" deep with arms and floor glides. Arms, back and seat are foam padded and upholstered in woven textile fabric or vinyl.
F0375 | Sofa, Upholstered | 1 | VV | Executive sofa with woven fabric textile or vinyl upholstery, foam padded arms, steel spring and foam rubber backs and seats, and floor glides.
F0740 | Table, Occasional, Lamp | 1 | VV | Occasional lamp table (end table) approximately 20" high X 27" wide X 27" deep with choice of finishes (wood, oak veneer, or high pressure laminate).
F0795 | Table, Dining | 2 | VV | Dining table. Round 42" diameter or square 42" X 42". Used in dining facilities and can comfortably seat up to four (4) persons.
F2000 | Basket, Wastepaper, Fire Resistant | 1 | VV | Wastepaper basket, fire resistant, approximately 40 quart capacity. This unit is used to collect and temporarily store small quantities of paper refuse in patient rooms, administrative areas and nursing stations. Size and shape varies depending on the application and manufacturer selected.
F2420 | Lamp, Table, With Shade | 1 | VV | Table lamp, 27-34" high X 6" wide X 6" deep with linen shade. Convenience outlet required at point of use.
F3010 | Board, Bulletin, 48 x 48 | 1 | VV | Open face bulletin board. Cork posting panel with moisture proof backing. Variety of frames to choose from. Used for posting notes and messages.
F3200 | Clock, Battery, 12" Diameter | 1 | VV | Clock, 12" diameter. Round surface, easy to read numbers with sweep second hand. Wall mounted unit for use when impractical to install a fully synchronized clock system. Battery operated, (batteries not included).
K1552 | Brewer, Coffee, Auto, Elect, 3 Burner, Front/Back | 1 | VV | Space saving front to back automatic coffee maker. This unit includes a heating tank, connection for a cold water supply, decanter service with three burners, funnel and a water flow controller. The unit is used for semi-automatic coffee brewing in cafeterias and commercial institutions. The unit automatically shuts off the water flow when enough has passed through to fill the pot. The unit is normally provided plumbed with a hot water faucet to the side for making other hot drinks (tea, cider, cocoa, etc.). The database height dimension does not include the clearance for coffee decanters warming on the upper burners.
M0515 | Television, HD, 40" Class | 1 | VV | High definition (HDTV) multimedia flat panel LED 40" class display television. The TV will have a 16:9 wide screen aspect ratio, minimum of 1920 x 1080 display resolution, digital tuner, minimum refresh rate of 60Hz, minimum of two HDMI ports and 1 USB port ENERGY STAR certified.
T0175 | Cabinet, Storage, Tool | 1 | VV | Tool storage cabinet. This unit is mobile and has four separate areas to accept the different types of tools. Cabinet is used to provide the basic tools needed for "hands on" experience in wood, electricity, metal and power technology.
4 - RMH61 - One-Bed Universal Resident Bedroom, MH RCU | 4 - RMH61 - One-Bed Universal Resident Bedroom, MH RCU | 4 - RMH61 - One-Bed Universal Resident Bedroom, MH RCU | 4 - RMH61 - One-Bed Universal Resident Bedroom, MH RCU | 4 - RMH61 - One-Bed Universal Resident Bedroom, MH RCU
JSN | NAME | QTY | ACQ/INS | DESCRIPTION
A5145 | Hook, Garment, Double, SS, Surface Mounted | 1 | CC | A surface mounted, satin finish stainless steel, double garment hook. Equipped with a concealed mounting bracket that is secured to a concealed wall plate. For general purpose use throughout the facility to hang various items of apparel.
A6046 | Artwork, Decorative, With Frame | 1 | VV | This JSN is to be used for determining and defining location of decorative artwork.
E0818 | Module, Wardrobe, Extended, Patient Bedroom - Family | 1 | VV | A module of a wardrobe and cabinets for use in patient bedrooms. The unit is custom configured and will have a swing door wardrobe, a desk and various storage units with overhead cabinet and shelf. The unit will be approximately 120"W x 20" D x 84" H. The wardrobe will have a top shelf with a coat rod. The module price and dimensions are for items identified in the PDF document. Many different configurations are available. Overhead lights may also be added to the module
F0205 | Chair, Side With Arms | 1 | VV | Upholstered side chair, 32" high X 21" wide X 23" deep with arms, padded seats and padded backs. Seat height is a minimum of 17". Available with or without sled base.
F2010 | Basket, Wastepaper, Step-On | 1 | VV | "Step-on" wastepaper basket with inner liner and foot petal activated flip top.
F2405 | Bed, Non-medical, Single | 1 | VV | Single bed, approximately 18" high X 83" wide X 40" deep. Bed is used for non-inpatient stay activities (testing, visitor/staff sleeping).
F3050 | Whiteboard, Dry Erase | 1 | VV | Whiteboard unit, approximately 36" H x 48" W consisting of a white porcelain enamel writing surface with an attached chalk tray. Magnetic surface available. Image can be easily removed with a standard chalkboard eraser. For use with water color pens. Unit is ready to hang.
M3025 | Mattress, Pressure Reduction | 1 | VV | Pressure reduction mattress. Consists of polyurethane foam and air or gel cylinders to spread pressure of patient's body weight across a larger surface area. Some models have electric pumps for inflation and pressure adjustment; other manufacturers score the foam to distribute pressure. Used to prevent bed sores from developing and promote the healing of ulcers. Unit also relieves patient stress by reducing the amount of required patient turning. All-gel and all-foam mattresses as well as comparably therapeutic low air loss mattress systems are available.
5 - RMH64 - Two-Bed Universal Resident Bedroom, MH RCU | 5 - RMH64 - Two-Bed Universal Resident Bedroom, MH RCU | 5 - RMH64 - Two-Bed Universal Resident Bedroom, MH RCU | 5 - RMH64 - Two-Bed Universal Resident Bedroom, MH RCU | 5 - RMH64 - Two-Bed Universal Resident Bedroom, MH RCU
JSN | NAME | QTY | ACQ/INS | DESCRIPTION
A5145 | Hook, Garment, Double, SS, Surface Mounted | 2 | CC | A surface mounted, satin finish stainless steel, double garment hook. Equipped with a concealed mounting bracket that is secured to a concealed wall plate. For general purpose use throughout the facility to hang various items of apparel.
A6046 | Artwork, Decorative, With Frame | 2 | VV | This JSN is to be used for determining and defining location of decorative artwork.
E0818 | Module, Wardrobe, Extended, Patient Bedroom - Family | 2 | VV | A module of a wardrobe and cabinets for use in patient bedrooms. The unit is custom configured and will have a swing door wardrobe, a desk and various storage units with overhead cabinet and shelf. The unit will be approximately 120"W x 20" D x 84" H. The wardrobe will have a top shelf with a coat rod. The module price and dimensions are for items identified in the PDF document. Many different configurations are available. Overhead lights may also be added to the module
F0205 | Chair, Side With Arms | 2 | VV | Upholstered side chair, 32" high X 21" wide X 23" deep with arms, padded seats and padded backs. Seat height is a minimum of 17". Available with or without sled base.
F2010 | Basket, Wastepaper, Step-On | 2 | VV | "Step-on" wastepaper basket with inner liner and foot petal activated flip top.
F2405 | Bed, Non-medical, Single | 2 | VV | Single bed, approximately 18" high X 83" wide X 40" deep. Bed is used for non-inpatient stay activities (testing, visitor/staff sleeping).
F3050 | Whiteboard, Dry Erase | 2 | VV | Whiteboard unit, approximately 36" H x 48" W consisting of a white porcelain enamel writing surface with an attached chalk tray. Magnetic surface available. Image can be easily removed with a standard chalkboard eraser. For use with water color pens. Unit is ready to hang.
M3025 | Mattress, Pressure Reduction | 2 | VV | Pressure reduction mattress. Consists of polyurethane foam and air or gel cylinders to spread pressure of patient's body weight across a larger surface area. Some models have electric pumps for inflation and pressure adjustment; other manufacturers score the foam to distribute pressure. Used to prevent bed sores from developing and promote the healing of ulcers. Unit also relieves patient stress by reducing the amount of required patient turning. All-gel and all-foam mattresses as well as comparably therapeutic low air loss mattress systems are available.
6 - SB148 - MH RCU Resident Universal Toilet / Shower, Bldg Sprt | 6 - SB148 - MH RCU Resident Universal Toilet / Shower, Bldg Sprt | 6 - SB148 - MH RCU Resident Universal Toilet / Shower, Bldg Sprt | 6 - SB148 - MH RCU Resident Universal Toilet / Shower, Bldg Sprt | 6 - SB148 - MH RCU Resident Universal Toilet / Shower, Bldg Sprt
JSN | NAME | QTY | ACQ/INS | DESCRIPTION
A1086 | Mirror, Safety, Psychiatric | 1 | CC | A one-piece stamped stainless steel mirror. The mirror will be engineered and suitable for continuous daily use in a psychiatric medical environment.
A5074 | Soap Dish, Recessed, SS, Psychiatric | 1 | CC | A recessed stainless steel soap dish. The soap dish may be surface mounted or chase mounted thru the wall. For use in a psychiatric medical environment.
A5081 | Dispenser, Paper Towel, SS, Recessed, Psychiatric | 1 | CC | A recessed stainless steel paper towel dispenser for use in a psychiatric setting. The dispenser may be a recessed shelf to place paper towels to ensure the safety of patients.
A5112 | Grab Bar, Psychiatric | 2 | CC | A 36" long grab bar of stainless steel or anodized aluminum for use as a gripping surface in bathrooms, shower stalls or bath tubs. The bar comes with a gap-filler between the bar and wall and will have concealed mounting flanges or snap over flanges to conceal mounting screws. A selection of mounting kits and concealed anchor devices are available from the manufacturers for different types of installations.
A5140 | Hook, Garment, Security | 1 | CC | Clothes hook used in patient rooms of psychiatric, drug abuse or alcohol rehab facilities.
A5196 | Dispenser, Toilet Tissue, Psychiatric | 1 | CC | A recessed single roll toilet tissue holder for use in psychiatric, drug abuse or alcohol rehab toilets.
CT025 | Countertop, Solid Surface with Sink Combination | 1 | CC | A solid, nonporous countertop approximately 36"W x 22"D with a undercounter sink combination. The countertop is an acrylic-based solid surface product with a standard thickness of 1", and a 4" butt backsplash/curb. Surfaces will be easy to clean and maintain. Also referred to as a work surface or work top with sink. Available in a choice of colors, depths and sink shapes. Used for various applications in patient rooms, restrooms and throughout the facility. Usually a part of a casework interior design program. Unit does not include the drain and faucet.
F2000 | Basket, Wastepaper, Fire Resistant | 1 | VV | Wastepaper basket, fire resistant, approximately 40 quart capacity. This unit is used to collect and temporarily store small quantities of paper refuse in patient rooms, administrative areas and nursing stations. Size and shape varies depending on the application and manufacturer selected.
P5350 | Shower, Patient, Psychiatric | 1 | CC | Psychiatric patient shower. Shall be vandal-proof. Shower head shall be designed for prison use, shall have smooth surfaces with no projection that can be used as a catch or hook; shall have flat back arranged for bolting directly to the wall and shall be tapped for 1/2 inch pipe connecting to tempered water line; the head shall have a tamperproof removable face not less than 3-1/2 inch diameter; the shower head shall be installed not less than 6 feet above the floor and shall deliver the spray within a 3 foot circle.
P9400 | Toilet, Wall Hung, Siphon Jet, Psychiatric | 1 | CC | Siphon jet water closet/ toilet. This unit is wall hung with an elongated bowl, back spud push button flush valve, seat with open front and check hinge, and carrier. For general purpose use in restrooms on psychiatric patient nursing units.
7 - SC164 - MH RCU Kitchenette / Pantry, Clncl Sprt | 7 - SC164 - MH RCU Kitchenette / Pantry, Clncl Sprt | 7 - SC164 - MH RCU Kitchenette / Pantry, Clncl Sprt | 7 - SC164 - MH RCU Kitchenette / Pantry, Clncl Sprt | 7 - SC164 - MH RCU Kitchenette / Pantry, Clncl Sprt
JSN | NAME | QTY | ACQ/INS | DESCRIPTION
A5075 | Dispenser, Soap, Disposable | 2 | VV | Disposable soap dispenser. One-handed dispensing operation. Designed to accommodate disposable soap cartridge and valve.
A5080 | Dispenser, Paper Towel, SS, Surface Mounted | 2 | CC | A surface mounted, satin finish stainless steel, single-fold, paper towel dispenser. Dispenser features: tumbler lock; front hinged at bottom; and refill indicator slot. Minimum capacity 400 single-fold paper towels. For general purpose use throughout the facility.
A6135 | Shutter, Roll, CRS, With Hood | 1 | CC | Coiling counter shutters require very little headroom and side room and can be easily concealed in the surrounding structure. These units are used for small openings or openings above counter tops. They are designed primarily for security and are available in aluminum, stainless steel or painted galvanized steel. Counter shutters can be operated manually (push-up), hand cranked or motorized. Nominal size used for pricing, 48” high x 120" wide.
C02C0 | Cabinet, U/C/B, 1 Shelf, 1 Drawer, 1 DO, 36x24x22 | 1 | CC | Standing height under counter base cabinet with an adjustable shelf and a full width drawer above a solid right or left-hinged door (appropriate door hinge configuration to be indicated on equipment elevation drawings). Also referred to as a combination cabinet or a drawer and cupboard cabinet. For general purpose use throughout the facility.
C02D0 | Cabinet, U/C/B, 4 Drawer, 36x24x22 | 1 | CC | Standing height under counter base cabinet with four full width drawers of equal height. Also referred to as a drawer cabinet. For general purpose use throughout the facility.
C04J0 | Cabinet, U/C/B, 8 Half Drawer, 36x36x22 | 1 | CC | Standing height under counter base cabinet with eight half width drawers of equal height. Also referred to as a drawer cabinet. For general purpose use throughout the facility.
C05P0 | Cabinet, Sink, U/C/B, 2 Door, 36x48x22 | 1 | CC | Standing height under counter base sink cabinet with solid hinged doors. Also referred to as a double-door sink cabinet. For general purpose use throughout the facility where a sink is to be used. Coordinate actual clear cabinet dimension with the actual outside dimension of sink that is specified to ensure that they are compatible.
CB020 | Cabinet, W/H, 2 Shelf, 1 DO, Sloping Top, 38x24x13 | 1 | CC | Wall hung cabinet with two adjustable shelves, solid right or left-hinged door (appropriate door hinge configuration to be indicated on equipment elevation drawings), and sloping top. Also referred to as a solid hinged single door case. For general purpose use throughout the facility.
CS230 | Sink, SS, Double Compartment, 10x14x16 ID | 1 | CC | Double compartment stainless steel sink, drop-in, self-rimming, ledge-type, connected with a drain and provided with a mixing faucet. It shall also be provided with pre-punched fixture holes on 4" center, integral back ledge to accommodate deck-mounted fixtures, brushed/polished interior and top surfaces, and sound deadened. Recommended for use in suspended or U/C/B sink cabinets having a high plastic laminate or Chemsurf laminate countertop/work surface. Coordinate actual outside sink dimensions with the actual clear dimension of cabinet specified to ensure that they are compatible. For general purpose use throughout the facility.
CT020 | Countertop, Solid Surface | 1 | CC | A solid, nonporous countertop with a smooth seamless appearance. Easy to clean and maintain and with proper cleaning does not support the growth of mold. An acrylic-based solid surface product. Standard thickness of 1", and a 4" butt backsplash/curb. Also referred to as a work surface or work top. Available in a choice of colors and depths. Used in lab and other hospital areas requiring optimum physical and chemical resisting properties.
F3200 | Clock, Battery, 12" Diameter | 1 | VV | Clock, 12" diameter. Round surface, easy to read numbers with sweep second hand. Wall mounted unit for use when impractical to install a fully synchronized clock system. Battery operated, (batteries not included).
K3401 | Hood, Exhaust, Non-Commercial | 1 | CC | The exhaust hood shall be designed for installation and general use over an electric range. It shall have as a minimum; an exhaust capacity of 160 CFM, two fan speeds, a work light and removable grease filters.
K4500 | Stove, Household, 4 Burner, w/Oven, Electric | 1 | CC | Electric household range with four burner stove and oven. Gas models are available. This unit is used in rehabilitation settings to teach daily living skills to patients.
K4665 | Oven, Microwave, Consumer | 1 | VV | Counter mounted microwave oven for average duty use. The exterior cabinet can be metal or heavy duty impact resistant plastic. The oven delivers instant energy for rapid heating, defrosting or prime cooking. The oven has touch pad controls, digital timer, power level selector and preprogrammed selectors for commonly cooked items. This oven is commonly found in staff lounges.
P2100 | Disposal, Garbage, 2 HP Motor | 1 | CC | Garbage disposal. A two (2) horsepower versatile waste disposal unit suitable for facilities where 500 to 1000 meals are prepared and served daily. Requires eight (8) gallons per minute water flow rate, and outlet flange tapped for a two (2) inch pipe. Unit will have a manual reversing switch and shall comply with MIL SPEC No. MIL-G-15840. Multiple electrical configurations are available.
R7250 | Refrigerator/Freezer, 20 Cubic Feet | 1 | VV | Refrigerator/freezer unit. This type unit includes a food saver system that helps keep food fresher. It also includes roll out wheels and is equipped for an optional automatic icemaker. This unit is of commercial or residential design and use.
8 - SC450 - MH RCU Laundry Room, EMS | 8 - SC450 - MH RCU Laundry Room, EMS | 8 - SC450 - MH RCU Laundry Room, EMS | 8 - SC450 - MH RCU Laundry Room, EMS | 8 - SC450 - MH RCU Laundry Room, EMS
JSN | NAME | QTY | ACQ/INS | DESCRIPTION
A5075 | Dispenser, Soap, Disposable | 1 | VV | Disposable soap dispenser. One-handed dispensing operation. Designed to accommodate disposable soap cartridge and valve.
A5080 | Dispenser, Paper Towel, SS, Surface Mounted | 1 | CC | A surface mounted, satin finish stainless steel, single-fold, paper towel dispenser. Dispenser features: tumbler lock; front hinged at bottom; and refill indicator slot. Minimum capacity 400 single-fold paper towels. For general purpose use throughout the facility.
CT030 | Countertop, High Pressure Laminate | 1 | CC | High pressure laminate countertop (composition of wood particle core with plastic laminate surface) having a hard smooth surface finish, standard thickness of 1", and a 4" butt backsplash/curb. Also referred to as a work surface or work top. Available in a wide choice of colors, patterns, and depths. Used in general purpose areas requiring a basic work surface arrangement with limited heat resistance and poor chemical resistance. Pricing based upon a 24" depth.
F0780 | Table, Work, 60W x 30D | 1 | VV | Work table approximately 29" high X 60" wide X 30" deep with top and four (4) non-folding legs.
F2017 | Waste Receptacle, 24 GAL | 1 | VV | Rectangular steel waste receptacle with step-on lid and 24 gallon capacity. The receptacle is used to collect and temporarily store small quantities of paper refuse. Can be used in restrooms, patient areas, laboratories, pharmacies, etc.
M2300 | Washer, Clothes, Automatic | 1 | VV | Large capacity automatic clothes washer with a heavy duty motor. The unit's control system programs load, cycle time, spin speed, fabric, water level and water temperature. The washer includes a bleach and/or fabric softener dispenser and a filter ring for trapping lint.
M2400 | Dryer, Clothes, Automatic, Electric, Household | 1 | VV | Automatic clothes dryer. Electric unit features automatic sensi-dry control with setting for different kinds of fabrics, timed cycle, removable lint filter, drum interior light and enamel finish.
P2000 | Eyewash, Wall Mounted, Hands-Free | 1 | CC | Wall mounted emergency eye wash station. The flow of water from the unit is activated by hand. Upon initiation of water flow the unit will operate hands free to provide streams of water to clear foreign particles or dilute caustic liquids from the eyes in emergency situations. Used in laboratories and areas of the hospital where employees are subject to foreign bodies or liquid material to the eyes.
P2450 | Valve, Mixing, Thermostatic | 1 | CC | Thermostatic mixing valve with washout hose. Used with portable whirlpool equipment. Thermostatic valve is used to maintain temperature between 70 and 110 degree Fahrenheit, with a flow rate of 20 gallons a minute. The washout hose assembly is used to wash out tanks after treatment. Used in physical therapy department to provide comfortable water temperature for patient treatments.
P6500 | Sink, Service, Cast Iron | 1 | CC | Service sink approximately 18" D x 22" W x 20" H which includes a polished chromium-plated combination hot and cold water faucet with integral stops and extended spout. Spout will have a pail hook, 3/4 inch hose coupling thread and shall include a backflow preventer. The faucet will be provided with a top brace and wall fittings for mounting above service sink. Service sink will be made of enameled cast iron. Used throughout the facility in utility rooms for washing and cleaning equipment.
P6500 | Sink, Service, Cast Iron | 1 | CC | Service sink approximately 18" D x 22" W x 20" H which includes a polished chromium-plated combination hot and cold water faucet with integral stops and extended spout. Spout will have a pail hook, 3/4 inch hose coupling thread and shall include a backflow preventer. The faucet will be provided with a top brace and wall fittings for mounting above service sink. Service sink will be made of enameled cast iron. Used throughout the facility in utility rooms for washing and cleaning equipment.
P8710 | Utility Center, Plumbing Connection | 1 | CC | Plumbing connection utility center, sometimes referred to as a 'GUY GRAY BOX'. This recessed utility center provides for hot and cold water connections and a drain connection at sink and other equipment locations. The utility center includes cutoff valves for the water connections, a plug seal for the drain and an outside cover to provide an aesthetic appearance when connections are no longer required. This center may be installed in locations where no plumbing fixtures are included in a design as a future flexibility device, saving many dollars for later facility modifications to incorporate sinks as functions change.
9 - SC450 - MH RCU Women Veteran Resident Laundry Room, EMS | 9 - SC450 - MH RCU Women Veteran Resident Laundry Room, EMS | 9 - SC450 - MH RCU Women Veteran Resident Laundry Room, EMS | 9 - SC450 - MH RCU Women Veteran Resident Laundry Room, EMS | 9 - SC450 - MH RCU Women Veteran Resident Laundry Room, EMS
JSN | NAME | QTY | ACQ/INS | DESCRIPTION
A5075 | Dispenser, Soap, Disposable | 1 | VV | Disposable soap dispenser. One-handed dispensing operation. Designed to accommodate disposable soap cartridge and valve.
A5080 | Dispenser, Paper Towel, SS, Surface Mounted | 1 | CC | A surface mounted, satin finish stainless steel, single-fold, paper towel dispenser. Dispenser features: tumbler lock; front hinged at bottom; and refill indicator slot. Minimum capacity 400 single-fold paper towels. For general purpose use throughout the facility.
CT030 | Countertop, High Pressure Laminate | 1 | CC | High pressure laminate countertop (composition of wood particle core with plastic laminate surface) having a hard smooth surface finish, standard thickness of 1", and a 4" butt backsplash/curb. Also referred to as a work surface or work top. Available in a wide choice of colors, patterns, and depths. Used in general purpose areas requiring a basic work surface arrangement with limited heat resistance and poor chemical resistance. Pricing based upon a 24" depth.
F0780 | Table, Work, 60W x 30D | 1 | VV | Work table approximately 29" high X 60" wide X 30" deep with top and four (4) non-folding legs.
F2017 | Waste Receptacle, 24 GAL | 1 | VV | Rectangular steel waste receptacle with step-on lid and 24 gallon capacity. The receptacle is used to collect and temporarily store small quantities of paper refuse. Can be used in restrooms, patient areas, laboratories, pharmacies, etc.
M2300 | Washer, Clothes, Automatic | 1 | VV | Large capacity automatic clothes washer with a heavy duty motor. The unit's control system programs load, cycle time, spin speed, fabric, water level and water temperature. The washer includes a bleach and/or fabric softener dispenser and a filter ring for trapping lint.
M2400 | Dryer, Clothes, Automatic, Electric, Household | 1 | VV | Automatic clothes dryer. Electric unit features automatic sensi-dry control with setting for different kinds of fabrics, timed cycle, removable lint filter, drum interior light and enamel finish.
P2000 | Eyewash, Wall Mounted, Hands-Free | 1 | CC | Wall mounted emergency eye wash station. The flow of water from the unit is activated by hand. Upon initiation of water flow the unit will operate hands free to provide streams of water to clear foreign particles or dilute caustic liquids from the eyes in emergency situations. Used in laboratories and areas of the hospital where employees are subject to foreign bodies or liquid material to the eyes.
P2450 | Valve, Mixing, Thermostatic | 1 | CC | Thermostatic mixing valve with washout hose. Used with portable whirlpool equipment. Thermostatic valve is used to maintain temperature between 70 and 110 degree Fahrenheit, with a flow rate of 20 gallons a minute. The washout hose assembly is used to wash out tanks after treatment. Used in physical therapy department to provide comfortable water temperature for patient treatments.
P6500 | Sink, Service, Cast Iron | 1 | CC | Service sink approximately 18" D x 22" W x 20" H which includes a polished chromium-plated combination hot and cold water faucet with integral stops and extended spout. Spout will have a pail hook, 3/4 inch hose coupling thread and shall include a backflow preventer. The faucet will be provided with a top brace and wall fittings for mounting above service sink. Service sink will be made of enameled cast iron. Used throughout the facility in utility rooms for washing and cleaning equipment.
P6500 | Sink, Service, Cast Iron | 1 | CC | Service sink approximately 18" D x 22" W x 20" H which includes a polished chromium-plated combination hot and cold water faucet with integral stops and extended spout. Spout will have a pail hook, 3/4 inch hose coupling thread and shall include a backflow preventer. The faucet will be provided with a top brace and wall fittings for mounting above service sink. Service sink will be made of enameled cast iron. Used throughout the facility in utility rooms for washing and cleaning equipment.
P8710 | Utility Center, Plumbing Connection | 1 | CC | Plumbing connection utility center, sometimes referred to as a 'GUY GRAY BOX'. This recessed utility center provides for hot and cold water connections and a drain connection at sink and other equipment locations. The utility center includes cutoff valves for the water connections, a plug seal for the drain and an outside cover to provide an aesthetic appearance when connections are no longer required. This center may be installed in locations where no plumbing fixtures are included in a design as a future flexibility device, saving many dollars for later facility modifications to incorporate sinks as functions change.
10 - SB191 - MH RCU Resident Toilet, Bldg Sprt | 10 - SB191 - MH RCU Resident Toilet, Bldg Sprt | 10 - SB191 - MH RCU Resident Toilet, Bldg Sprt | 10 - SB191 - MH RCU Resident Toilet, Bldg Sprt | 10 - SB191 - MH RCU Resident Toilet, Bldg Sprt
JSN | NAME | QTY | ACQ/INS | DESCRIPTION
A1067 | Mirror, Float Glass, ADA Accessible | 1 | CC | A high quality 1/4" polished float glass mirror with a stainless steel frame. Frame holds mirror in a tilted position for accessibility and compliance with ADA requirements. Mirror has a galvanized steel back secured to frame with concealed screws with integral horizontal hanging brackets. Mirror shall be approximately 18" wide and 36" high. Other sizes are available.
A4995 | Table, Diaper Changing, Wall Mounted | 1 | CC | Wall mounted diaper changing table for use in public restrooms. Unit is a fold down system that folds upward when not in use for minimal intrusion into the room. Changing surface is contoured and has safety belt to insure that an infant will not fall from the table. Table is designed to hold no less than 250 pounds static weight. Closed dimensions are approximately 21" H x 36" W x 5" D. Open dimensions vary according to style. One system's open dimensions are 15 " high, 32" wide and 19" deep.
A5075 | Dispenser, Soap, Disposable | 1 | VV | Disposable soap dispenser. One-handed dispensing operation. Designed to accommodate disposable soap cartridge and valve.
A5082 | Dispenser, Paper Towel, Sensor, Hands Free | 1 | CC | A surface mounted, sensor activated, automatic, roll paper towel dispenser. The unit dispenses a paper towel automatically only when hands are place in position below the dispenser for maximum sanitation and hygiene. May include adjustable settings for sheet length, time delay, and sensor range. Unit is battery operated or with optional AC power adapter.
A5090 | Disposal, Sanitary Napkin, SS, Surface Mounted | 1 | CC | A surface mounted, satin finish stainless steel, sanitary napkin disposal. Disposal features a flip-up cover, secured to the container by a heavy duty stainless steel piano-hinge. Disposal may be secured to wall or toilet partition. For general purpose use in female toilet stalls or rooms and uni-sex toilet rooms.
A5109 | Grab Bar, 1-1/4" Dia., SS, 2 Wall, W/C Accessible | 1 | CC | A 1-1/4" diameter, satin finish stainless steel, peened gripping surface, 2 wall toilet stall/ room, grab bar with concealed mounting flanges. Snap over flanges are provided to conceal mounting screws. A selection of mounting kits and concealed anchor devices are available from the manufacturers for different types of installations. Grab bar shall comply with barrier-free accessibility guidelines for structural strength. For typical water closet applications in toilet stalls and rooms where ADA (American's With Disabilities Act) requirements must be met.
A5145 | Hook, Garment, Double, SS, Surface Mounted | 1 | CC | A surface mounted, satin finish stainless steel, double garment hook. Equipped with a concealed mounting bracket that is secured to a concealed wall plate. For general purpose use throughout the facility to hang various items of apparel.
A5200 | Dispenser, Toilet Tissue, SS, 2-Roll, Surface Mntd | 1 | CC | A concealed surface mounted, double roll, satin finish stainless steel, toilet tissue dispenser. Unit accommodates two standard-core toilet tissue rolls through 5" in diameter. Spindles are chrome plated plastic with a heavy-duty internal spring and turn freely for non-controlled delivery. For general purpose use in restrooms.
F2010 | Basket, Wastepaper, Step-On | 1 | VV | "Step-on" wastepaper basket with inner liner and foot petal activated flip top.
P3200 | Lavatory, Vitreous China, Slab Type w/Sens Op Fauc | 1 | CC | Wall mounted, slab type, vitreous china, lavatory (approximately 7 x 15 x 10 inches) with faucet holes on 4 inch centers; electronic sensor operated, goose neck spout and grid strainer. It shall be suitable for use in clinics, offices and patient care areas.
P9050 | Toilet, Wall Hung, Siphon Jet | 1 | CC | Siphon jet water closet/ toilet. This unit is wall hung with an elongated bowl, top spud flushometer, seat with open front and check hinge, and carrier. Used in restrooms throughout the health care facility.
11 - SB244 - 16-Bed / 20-Bed MH RCU Housekeeping Aids Closet (HAC), Bldg Sprt | 11 - SB244 - 16-Bed / 20-Bed MH RCU Housekeeping Aids Closet (HAC), Bldg Sprt | 11 - SB244 - 16-Bed / 20-Bed MH RCU Housekeeping Aids Closet (HAC), Bldg Sprt | 11 - SB244 - 16-Bed / 20-Bed MH RCU Housekeeping Aids Closet (HAC), Bldg Sprt | 11 - SB244 - 16-Bed / 20-Bed MH RCU Housekeeping Aids Closet (HAC), Bldg Sprt
JSN | NAME | QTY | ACQ/INS | DESCRIPTION
A5075 | Dispenser, Soap, Disposable | 1 | VV | Disposable soap dispenser. One-handed dispensing operation. Designed to accommodate disposable soap cartridge and valve.
A5080 | Dispenser, Paper Towel, SS, Surface Mounted | 1 | CC | A surface mounted, satin finish stainless steel, single-fold, paper towel dispenser. Dispenser features: tumbler lock; front hinged at bottom; and refill indicator slot. Minimum capacity 400 single-fold paper towels. For general purpose use throughout the facility.
A5107 | Dispenser, Glove, Surgical/Examination, Wall Mntd | 1 | VV | Examination three (Small Medium, Large) glove dispenser box for wall mounting. Fabricated of either cold rolled steel with a white baked enamel finish, plastic or acrylic. Hardware not included, Option 3 powder coated steel.
A5135 | Shelf, Utility W/ Mop/Broom Holders, SS, Surf Mntd | 1 | CC | A surface mounted, satin finish stainless steel, utility shelf with a maximum of 6 mop/broom holders and 5 rag hooks. Utility shelf features: 8" deep shelf; mounting brackets welded to shelf; spring activated rubber cam holders; and drying rod. Unit is available in various widths 30" (minimum, 3 holders and 2 hooks) to 48" (maximum, 6 holders and 5 hooks). For use in janitor closets. Pricing based on a 36" width.
F0500 | Cart, Janitor's | 1 | VV | Janitors cart, 38" high X 66" wide X 20" deep with 25 gallon heavy duty collection bag. Accommodations for locking vault and janitorial support items (broom, dust pan, chemicals, mop and mop bucket; not included).
F0505 | Bucket, Mop, With Wringer, 26 Quart | 1 | VV | Mobile mop bucket / wringer combination, approximately 35" H x 17" W x 22" D with four 2" casters. Total capacity is 26 quarts. Unit used for general hard surface floor maintenance.
P2000 | Eyewash, Wall Mounted, Hands-Free | 1 | CC | Wall mounted emergency eye wash station. The flow of water from the unit is activated by hand. Upon initiation of water flow the unit will operate hands free to provide streams of water to clear foreign particles or dilute caustic liquids from the eyes in emergency situations. Used in laboratories and areas of the hospital where employees are subject to foreign bodies or liquid material to the eyes.
P2451 | Valve, Mixing, Thermostatic, Eyewash | 1 | CC | Emergency tempering valve thermostatically mixes hot and cold water to provide a safe fluid supply for a single emergency eye/face wash with a flow rate of 10 gpm (38.8L)
P4700 | Sink, Mop, Molded Stone | 1 | CC | Mop service sink approximately 10"H x 36"W x 24"D. Also called a mop service basin and a mop receptor. Unit is made of molded stone and is a one piece item. It shall include a service faucet hose, hose bracket and mop hanger. Used in utility rooms for cleaning mops and floor cleaning equipment.
12 - SB244 - 24-Bed / 28-Bed MH RCU Housekeeping Aids Closet (HAC), Bldg Sprt | 12 - SB244 - 24-Bed / 28-Bed MH RCU Housekeeping Aids Closet (HAC), Bldg Sprt | 12 - SB244 - 24-Bed / 28-Bed MH RCU Housekeeping Aids Closet (HAC), Bldg Sprt | 12 - SB244 - 24-Bed / 28-Bed MH RCU Housekeeping Aids Closet (HAC), Bldg Sprt | 12 - SB244 - 24-Bed / 28-Bed MH RCU Housekeeping Aids Closet (HAC), Bldg Sprt
JSN | NAME | QTY | ACQ/INS | DESCRIPTION
A5075 | Dispenser, Soap, Disposable | 1 | VV | Disposable soap dispenser. One-handed dispensing operation. Designed to accommodate disposable soap cartridge and valve.
A5080 | Dispenser, Paper Towel, SS, Surface Mounted | 1 | CC | A surface mounted, satin finish stainless steel, single-fold, paper towel dispenser. Dispenser features: tumbler lock; front hinged at bottom; and refill indicator slot. Minimum capacity 400 single-fold paper towels. For general purpose use throughout the facility.
A5107 | Dispenser, Glove, Surgical/Examination, Wall Mntd | 1 | VV | Examination three (Small Medium, Large) glove dispenser box for wall mounting. Fabricated of either cold rolled steel with a white baked enamel finish, plastic or acrylic. Hardware not included, Option 3 powder coated steel.
A5135 | Shelf, Utility W/ Mop/Broom Holders, SS, Surf Mntd | 1 | CC | A surface mounted, satin finish stainless steel, utility shelf with a maximum of 6 mop/broom holders and 5 rag hooks. Utility shelf features: 8" deep shelf; mounting brackets welded to shelf; spring activated rubber cam holders; and drying rod. Unit is available in various widths 30" (minimum, 3 holders and 2 hooks) to 48" (maximum, 6 holders and 5 hooks). For use in janitor closets. Pricing based on a 36" width.
F0500 | Cart, Janitor's | 1 | VV | Janitors cart, 38" high X 66" wide X 20" deep with 25 gallon heavy duty collection bag. Accommodations for locking vault and janitorial support items (broom, dust pan, chemicals, mop and mop bucket; not included).
F0505 | Bucket, Mop, With Wringer, 26 Quart | 1 | VV | Mobile mop bucket / wringer combination, approximately 35" H x 17" W x 22" D with four 2" casters. Total capacity is 26 quarts. Unit used for general hard surface floor maintenance.
P2000 | Eyewash, Wall Mounted, Hands-Free | 1 | CC | Wall mounted emergency eye wash station. The flow of water from the unit is activated by hand. Upon initiation of water flow the unit will operate hands free to provide streams of water to clear foreign particles or dilute caustic liquids from the eyes in emergency situations. Used in laboratories and areas of the hospital where employees are subject to foreign bodies or liquid material to the eyes.
P2451 | Valve, Mixing, Thermostatic, Eyewash | 1 | CC | Emergency tempering valve thermostatically mixes hot and cold water to provide a safe fluid supply for a single emergency eye/face wash with a flow rate of 10 gpm (38.8L)
P4700 | Sink, Mop, Molded Stone | 1 | CC | Mop service sink approximately 10"H x 36"W x 24"D. Also called a mop service basin and a mop receptor. Unit is made of molded stone and is a one piece item. It shall include a service faucet hose, hose bracket and mop hanger. Used in utility rooms for cleaning mops and floor cleaning equipment.
5 - RESIDENT CARE UNIT (RCU) SUPPORT AREA | 5 - RESIDENT CARE UNIT (RCU) SUPPORT AREA | 5 - RESIDENT CARE UNIT (RCU) SUPPORT AREA | 5 - RESIDENT CARE UNIT (RCU) SUPPORT AREA | 5 - RESIDENT CARE UNIT (RCU) SUPPORT AREA
1 - RMH71 - 16-Bed / 20-Bed RCU Staff Hub, MH RCU | 1 - RMH71 - 16-Bed / 20-Bed RCU Staff Hub, MH RCU | 1 - RMH71 - 16-Bed / 20-Bed RCU Staff Hub, MH RCU | 1 - RMH71 - 16-Bed / 20-Bed RCU Staff Hub, MH RCU | 1 - RMH71 - 16-Bed / 20-Bed RCU Staff Hub, MH RCU
JSN | NAME | QTY | ACQ/INS | DESCRIPTION
A1010 | Telecommunication Outlet | 4 | VV | Telecommunication outlet location.
A1015 | Telephone, Desk, Multiple Line | 2 | VV | Telephone, desk, multiple line.
E0418 | Nurse Station, Medium, Free Standing | 1 | VV | Nurse station typicals have non-powered steel frames with a pre-installed metal junction box for user defined electrical solutions. Data modules and low voltage cabling can be routed freely within the frame. Electrical and/or data devices are not provided with the nurse station. Panel inserts are available in fabric, painted metal, tackable, acoustical, paper management, rail, glass, open and electrical/data accessible styles. Typicals include panel inserts for both sides of the steel frame. All electrical connections must be made by an electrical contractor. THIS TYPICAL INCLUDES: 5 steel frames, 70"H x 24"W; 1 steel frame, 70"H x 48"W; 2 steel frames, 38"W x 48"W; 4 steel frames, 38"H x 24"W; 1 steel frame w/low access, 38"H x 48"W; 2 frame connectors, 3-way corner, 70"H; 1 frame connector, 2-way corner, 38"H; 2 frame connectors, 135 degree, 2-way, 38"H; 9 finished end hardware; 6 frame-to-frame connectors; 3 cantilevered work surface, 48"W; 2 cantilevered, work surface, 72"W; 1 cantilevered low access work surface, 135 degree, 48"W; 2 pedestal box/box/files; 2 panel inserts, painted metal, 8"H x 24"W; 50 panel inserts, painted metal, 16"H x 24"W; 10 panel inserts, painted metal, 16"H x 48"W; 2 panel inserts, painted metal, 20"H x 48"W : 2 panel inserts, tackable, 16"H x 24"W; 2 panel inserts, paper mgmt., 8"H x 48"W; 1 countertop w/light support assembly, 16"D x 14'-0"L; 18 paper tray, 10"W; 2 chart shelf, pass-thru, 24"W; 2 chart shelf, pass-thru, 48"W.
F0280 | Chair, Swivel, Low Back | 2 | VV | Low back contemporary swivel chair, 37" high X 25" wide X 31" deep with a five (5) caster swivel base, arms and foam padded seat and back upholstered with either woven textile fabric or vinyl.
F2000 | Basket, Wastepaper, Fire Resistant | 1 | VV | Wastepaper basket, fire resistant, approximately 40 quart capacity. This unit is used to collect and temporarily store small quantities of paper refuse in patient rooms, administrative areas and nursing stations. Size and shape varies depending on the application and manufacturer selected.
F3050 | Whiteboard, Dry Erase | 1 | VV | Whiteboard unit, approximately 36" H x 48" W consisting of a white porcelain enamel writing surface with an attached chalk tray. Magnetic surface available. Image can be easily removed with a standard chalkboard eraser. For use with water color pens. Unit is ready to hang.
F3200 | Clock, Battery, 12" Diameter | 1 | VV | Clock, 12" diameter. Round surface, easy to read numbers with sweep second hand. Wall mounted unit for use when impractical to install a fully synchronized clock system. Battery operated, (batteries not included).
M1801 | Computer, Microprocessing, w/Flat Panel Monitor | 2 | VV | Desk top microprocessing computer. The unit shall consist of a central processing mini tower, flat panel monitor, keyboard, mouse and speakers. The system shall have the following minimum characteristics: a 2.8 GHz Pentium processor; 512 MB memory; 80GB hard drive; 32/48x CD-ROMDVD combo; 1.44MB network interface card; video 32 MB NVIDIA; a 18 inch flat panel monitor. The computer is used throughout the facility to input, manipulate and retrieve information.
3 - SC231 - 16-Bed / 20-Bed MH RCU Staff Workroom, Clncl Sprt | 3 - SC231 - 16-Bed / 20-Bed MH RCU Staff Workroom, Clncl Sprt | 3 - SC231 - 16-Bed / 20-Bed MH RCU Staff Workroom, Clncl Sprt | 3 - SC231 - 16-Bed / 20-Bed MH RCU Staff Workroom, Clncl Sprt | 3 - SC231 - 16-Bed / 20-Bed MH RCU Staff Workroom, Clncl Sprt
JSN | NAME | QTY | ACQ/INS | DESCRIPTION
A1010 | Telecommunication Outlet | 3 | VV | Telecommunication outlet location.
A1015 | Telephone, Desk, Multiple Line | 3 | VV | Telephone, desk, multiple line.
E0042 | Workcenter, Computer, Free Standing, 48" W | 3 | VV | THIS TYPICAL INCLUDES: 1 Tool Rail 2 Paper Tray 1 Diagonal Tray 1 Freestanding Work Surface 1 Mobile Pedestal, Box/File 1 Adjustable Keyboard Tray
F0275 | Chair, Swivel, High Back | 3 | VV | Highback contemporary swivel chair, 41" high X 23" wide X 23" deep with five (5) caster swivel base and arms. Chair may be used at desks or in conference rooms. Back and seat are foam padded and upholstered with either woven textile fabric or vinyl.
F2000 | Basket, Wastepaper, Fire Resistant | 3 | VV | Wastepaper basket, fire resistant, approximately 40 quart capacity. This unit is used to collect and temporarily store small quantities of paper refuse in patient rooms, administrative areas and nursing stations. Size and shape varies depending on the application and manufacturer selected.
F3200 | Clock, Battery, 12" Diameter | 1 | VV | Clock, 12" diameter. Round surface, easy to read numbers with sweep second hand. Wall mounted unit for use when impractical to install a fully synchronized clock system. Battery operated, (batteries not included).
M1801 | Computer, Microprocessing, w/Flat Panel Monitor | 3 | VV | Desk top microprocessing computer. The unit shall consist of a central processing mini tower, flat panel monitor, keyboard, mouse and speakers. The system shall have the following minimum characteristics: a 2.8 GHz Pentium processor; 512 MB memory; 80GB hard drive; 32/48x CD-ROMDVD combo; 1.44MB network interface card; video 32 MB NVIDIA; a 18 inch flat panel monitor. The computer is used throughout the facility to input, manipulate and retrieve information.
4 - SC231 - 24-Bed / 28-Bed MH RCU Staff Workroom, Clncl Sprt | 4 - SC231 - 24-Bed / 28-Bed MH RCU Staff Workroom, Clncl Sprt | 4 - SC231 - 24-Bed / 28-Bed MH RCU Staff Workroom, Clncl Sprt | 4 - SC231 - 24-Bed / 28-Bed MH RCU Staff Workroom, Clncl Sprt | 4 - SC231 - 24-Bed / 28-Bed MH RCU Staff Workroom, Clncl Sprt
JSN | NAME | QTY | ACQ/INS | DESCRIPTION
A1010 | Telecommunication Outlet | 3 | VV | Telecommunication outlet location.
A1015 | Telephone, Desk, Multiple Line | 3 | VV | Telephone, desk, multiple line.
E0042 | Workcenter, Computer, Free Standing, 48" W | 3 | VV | THIS TYPICAL INCLUDES: 1 Tool Rail 2 Paper Tray 1 Diagonal Tray 1 Freestanding Work Surface 1 Mobile Pedestal, Box/File 1 Adjustable Keyboard Tray
F0275 | Chair, Swivel, High Back | 3 | VV | Highback contemporary swivel chair, 41" high X 23" wide X 23" deep with five (5) caster swivel base and arms. Chair may be used at desks or in conference rooms. Back and seat are foam padded and upholstered with either woven textile fabric or vinyl.
F2000 | Basket, Wastepaper, Fire Resistant | 3 | VV | Wastepaper basket, fire resistant, approximately 40 quart capacity. This unit is used to collect and temporarily store small quantities of paper refuse in patient rooms, administrative areas and nursing stations. Size and shape varies depending on the application and manufacturer selected.
F3200 | Clock, Battery, 12" Diameter | 1 | VV | Clock, 12" diameter. Round surface, easy to read numbers with sweep second hand. Wall mounted unit for use when impractical to install a fully synchronized clock system. Battery operated, (batteries not included).
M1801 | Computer, Microprocessing, w/Flat Panel Monitor | 3 | VV | Desk top microprocessing computer. The unit shall consist of a central processing mini tower, flat panel monitor, keyboard, mouse and speakers. The system shall have the following minimum characteristics: a 2.8 GHz Pentium processor; 512 MB memory; 80GB hard drive; 32/48x CD-ROMDVD combo; 1.44MB network interface card; video 32 MB NVIDIA; a 18 inch flat panel monitor. The computer is used throughout the facility to input, manipulate and retrieve information.
5 - SS218 - MH RCU Health Technician Workstation, Stff Sprt | 5 - SS218 - MH RCU Health Technician Workstation, Stff Sprt | 5 - SS218 - MH RCU Health Technician Workstation, Stff Sprt | 5 - SS218 - MH RCU Health Technician Workstation, Stff Sprt | 5 - SS218 - MH RCU Health Technician Workstation, Stff Sprt
JSN | NAME | QTY | ACQ/INS | DESCRIPTION
A1010 | Telecommunication Outlet | 2 | VV | Telecommunication outlet location.
A1015 | Telephone, Desk, Multiple Line | 1 | VV | Telephone, desk, multiple line.
E0123 | Workstation, Straight, Free Standing, 72" W | 1 | VV | This JSN will provide a whole work station typical to quickly plan work in areas in clinical or administrative spaces. There will be a price decrease if typical work stations are used with vertical hanging strips instead of panels. THIS TYPICAL INCLUDES: 4 Standard Solid Panels 2 Panel Connectors, 2-Way Corner 1 Panel-to-Panel Connector 2 Finished End Hardware 1 Cantilevered, Work Surface 2 Lockable Flipper Units 2 Shelf, Storage/Displays 2 Lights 1 Tack board 1 Tool Rail 1 Paper Tray 1 Diagonal Tray 1 Adjustable Keyboard Tray 1 Mobile Pedestal, Box/File
F0275 | Chair, Swivel, High Back | 1 | VV | Highback contemporary swivel chair, 41" high X 23" wide X 23" deep with five (5) caster swivel base and arms. Chair may be used at desks or in conference rooms. Back and seat are foam padded and upholstered with either woven textile fabric or vinyl.
F0420 | Cabinet, Filing, Lateral, Half Height | 1 | VV | Half height two (2) or three (3) drawer lateral filing cabinet, 28" high X 42" wide X 18" deep with recessed handles, locking device and drawer label holders. Drawers are adaptable to either letter or legal size materials.
F2000 | Basket, Wastepaper, Fire Resistant | 1 | VV | Wastepaper basket, fire resistant, approximately 40 quart capacity. This unit is used to collect and temporarily store small quantities of paper refuse in patient rooms, administrative areas and nursing stations. Size and shape varies depending on the application and manufacturer selected.
M1801 | Computer, Microprocessing, w/Flat Panel Monitor | 1 | VV | Desk top microprocessing computer. The unit shall consist of a central processing mini tower, flat panel monitor, keyboard, mouse and speakers. The system shall have the following minimum characteristics: a 2.8 GHz Pentium processor; 512 MB memory; 80GB hard drive; 32/48x CD-ROMDVD combo; 1.44MB network interface card; video 32 MB NVIDIA; a 18 inch flat panel monitor. The computer is used throughout the facility to input, manipulate and retrieve information.
6 - SV583 - MH RCU Medication Room, Phrm Svc | 6 - SV583 - MH RCU Medication Room, Phrm Svc | 6 - SV583 - MH RCU Medication Room, Phrm Svc | 6 - SV583 - MH RCU Medication Room, Phrm Svc | 6 - SV583 - MH RCU Medication Room, Phrm Svc
JSN | NAME | QTY | ACQ/INS | DESCRIPTION
A1010 | Telecommunication Outlet | 2 | VV | Telecommunication outlet location.
A1014 | Telephone, Wall Mounted, 1 Line, With Speaker | 1 | VV | Telephone, wall mounted, 1 line, with speaker.
A5075 | Dispenser, Soap, Disposable | 1 | VV | Disposable soap dispenser. One-handed dispensing operation. Designed to accommodate disposable soap cartridge and valve.
A5077 | Dispenser, Hand Sanitizer, Hands-Free | 1 | VV | A touch free wall-mounted hand sanitizer dispenser. For use throughout a healthcare facility. Unit does not include the sanitizing liquid. Units are battery operated.
A5082 | Dispenser, Paper Towel, Sensor, Hands Free | 1 | CC | A surface mounted, sensor activated, automatic, roll paper towel dispenser. The unit dispenses a paper towel automatically only when hands are place in position below the dispenser for maximum sanitation and hygiene. May include adjustable settings for sheet length, time delay, and sensor range. Unit is battery operated or with optional AC power adapter.
A5107 | Dispenser, Glove, Surgical/Examination, Wall Mntd | 1 | VV | Examination three (Small Medium, Large) glove dispenser box for wall mounting. Fabricated of either cold rolled steel with a white baked enamel finish, plastic or acrylic. Hardware not included, Option 3 powder coated steel.
A5108 | Waste Disposal Unit, Sharps | 1 | VV | A container for collecting and transporting syringes and other sharps for decontamination and disposal. Available in 2 gallon and 8 gallon with locking rotor. Complies with OSHA regulations for handling sharps.
A5145 | Hook, Garment, Double, SS, Surface Mounted | 1 | CC | A surface mounted, satin finish stainless steel, double garment hook. Equipped with a concealed mounting bracket that is secured to a concealed wall plate. For general purpose use throughout the facility to hang various items of apparel.
C03G0 | Cabinet, U/C/B, 2 Shelf, 2 Door, 36x30x22 | 1 | CC | Standing height under counter base cabinet with two adjustable shelves and two solid hinged doors. Also referred to as a cupboard cabinet. For general purpose use throughout the facility.
C04Q0 | Cabinet, ADA Sink, Wall-Mounted | 1 | CC | Wall mounted sink support cabinet for drop-in sink with vertical fascia and angled ADA profile, also referred to as ADA sink cabinet. Removable front panel to permit access to plumbing. Medium density M-3 particle board core construction faced with high pressure vertical grade decorative plastic laminate on exposed surfaces and melamine on semi-exposed and concealed surfaces; plastic laminate edge banding. Includes all attaching hardware including support rail.
CD030 | Cabinet, W/H, 2 Shelf, 2 DO, Sloping Top, 38x30x13 | 2 | CC | Wall hung steel cabinet with two adjustable shelves, solid hinged doors, and sloping top. Also referred to as a solid hinged double door wall case. For general purpose use throughout the facility.
CS070 | Sink, SS, Single Compartment, 7.5x16x16 ID | 1 | CC | Single compartment stainless steel sink, drop-in, self-rimming, ledge-type, connected with a drain and provided with a mixing faucet. It shall also be provided with pre-punched fixture holes on 4" center, integral back ledge to accommodate deck-mounted fixtures, brushed/polished interior and top surfaces, and sound deadened. Recommended for use in suspended or U/C/B sink cabinets having a high plastic laminate or Chemsurf laminate countertop/work surface. Coordinate actual outside sink dimensions with the actual clear dimension of cabinet specified to ensure that they are compatible. For general purpose use throughout the facility.
CT020 | Countertop, Solid Surface | 1 | CC | A solid, nonporous countertop with a smooth seamless appearance. Easy to clean and maintain and with proper cleaning does not support the growth of mold. An acrylic-based solid surface product. Standard thickness of 1", and a 4" butt backsplash/curb. Also referred to as a work surface or work top. Available in a choice of colors and depths. Used in lab and other hospital areas requiring optimum physical and chemical resisting properties.
E0945 | Cart, Computer, Mobile | 1 | VV | A mobile computer cart for use throughout the facility. The cart dimensions will be approximately 45" H x 30" W x 22" D with casters. May include drawers and miscellaneous other accessories that will be determined at time of purchase. This Typical may include: 1 Cart Body, w/Computer Support, Style-A Narrow, w/Raised Edge Top 1 Flip-Up Shelf 1 Sharps Container Holder 1 Wastebasket 1 Chart Holder 2 Drawers, 3"H 2 Drawers, 6"H 3 Accessory Rail, Side Drawer Organizer Bins
F2010 | Basket, Wastepaper, Step-On | 1 | VV | "Step-on" wastepaper basket with inner liner and foot petal activated flip top.
F3050 | Whiteboard, Dry Erase | 1 | VV | Whiteboard unit, approximately 36" H x 48" W consisting of a white porcelain enamel writing surface with an attached chalk tray. Magnetic surface available. Image can be easily removed with a standard chalkboard eraser. For use with water color pens. Unit is ready to hang.
F3200 | Clock, Battery, 12" Diameter | 1 | VV | Clock, 12" diameter. Round surface, easy to read numbers with sweep second hand. Wall mounted unit for use when impractical to install a fully synchronized clock system. Battery operated, (batteries not included).
M1801 | Computer, Microprocessing, w/Flat Panel Monitor | 1 | VV | Desk top microprocessing computer. The unit shall consist of a central processing mini tower, flat panel monitor, keyboard, mouse and speakers. The system shall have the following minimum characteristics: a 2.8 GHz Pentium processor; 512 MB memory; 80GB hard drive; 32/48x CD-ROMDVD combo; 1.44MB network interface card; video 32 MB NVIDIA; a 18 inch flat panel monitor. The computer is used throughout the facility to input, manipulate and retrieve information.
M3150 | Distribution System, Medication, Automatic | 1 | VV | An automated dispensing system that provides controlled dispensing, inventory and security. Size and cost will vary dependent on number of modules selected.
P1965 | Eyewash, Eye/Face, Sink Mounted, Hands-free | 1 | CC | A sink mounted eyewash station. The unit is designed for emergency eye and face rinsing from soft flow dual spray-heads. The Flow must be activated by the single momentary action and remain on until terminated.
R6200 | Refrigerator, U/C or F/S, 5 Cu Ft | 1 | VV | Utility refrigerator approximately 35" H x 24" W x 26" D. The unit has a two tray ice cube cooling system. The refrigerator fits standard architectural dimensions for undercounter installation. The unit is perfect for use in nurses' station, wards, and laboratories, pharmacies or wherever space is limited.
7 - SC243 - 16-Bed / 20-Bed MH RCU Team Room, Clncl Sprt | 7 - SC243 - 16-Bed / 20-Bed MH RCU Team Room, Clncl Sprt | 7 - SC243 - 16-Bed / 20-Bed MH RCU Team Room, Clncl Sprt | 7 - SC243 - 16-Bed / 20-Bed MH RCU Team Room, Clncl Sprt | 7 - SC243 - 16-Bed / 20-Bed MH RCU Team Room, Clncl Sprt
JSN | NAME | QTY | ACQ/INS | DESCRIPTION
A1010 | Telecommunication Outlet | 3 | VV | Telecommunication outlet location.
A1012 | Telephone, Wall Mounted, 1 Line | 1 | VV | Telephone, wall mounted, 1 line.
A5077 | Dispenser, Hand Sanitizer, Hands-Free | 1 | VV | A touch free wall-mounted hand sanitizer dispenser. For use throughout a healthcare facility. Unit does not include the sanitizing liquid. Units are battery operated.
A5145 | Hook, Garment, Double, SS, Surface Mounted | 1 | CC | A surface mounted, satin finish stainless steel, double garment hook. Equipped with a concealed mounting bracket that is secured to a concealed wall plate. For general purpose use throughout the facility to hang various items of apparel.
F0115 | Bookcase, Open, 5 Shelf | 1 | VV | Freestanding open shelf bookcase, approximately 82" high X 37" wide X 18" deep with 5 (five) adjustable shelves. Unit can be separate or part of a system with available add-on shelving.
F0220 | Chair, Conference | 4 | VV | Conference chair designed to complement the executive furniture package selected. Foam rubber cushioned seats and backs covered with either woven fabric or vinyl. Base with 5 (five) swivel casters.
F0405 | Cabinet, Filing, Full Height, 4-5 Drawer | 1 | VV | Four (4) or five (5) drawer letter size, vertical filing cabinet, 53" high X 15" wide X 29" deep with locking device. Each drawer has label holder, handle and roller cradle.
F0750 | Table, Office, (size as required) | 4 | VV | Office table, sized as required. May be used as either a four (4) to six (6) person conference table or as an extra work surface area.
F2000 | Basket, Wastepaper, Fire Resistant | 1 | VV | Wastepaper basket, fire resistant, approximately 40 quart capacity. This unit is used to collect and temporarily store small quantities of paper refuse in patient rooms, administrative areas and nursing stations. Size and shape varies depending on the application and manufacturer selected.
F3055 | Whiteboard, With Sliding Panels. | 1 | VV | Standard installations consist of sliding panels and a fixed back panel with the choice of chalkboard, markerboard, bulletin board, or a combination of these choices.
F3200 | Clock, Battery, 12" Diameter | 1 | VV | Clock, 12" diameter. Round surface, easy to read numbers with sweep second hand. Wall mounted unit for use when impractical to install a fully synchronized clock system. Battery operated, (batteries not included).
8 - SC243 - 24-Bed / 28-Bed MH RCU Team Room, Clncl Sprt | 8 - SC243 - 24-Bed / 28-Bed MH RCU Team Room, Clncl Sprt | 8 - SC243 - 24-Bed / 28-Bed MH RCU Team Room, Clncl Sprt | 8 - SC243 - 24-Bed / 28-Bed MH RCU Team Room, Clncl Sprt | 8 - SC243 - 24-Bed / 28-Bed MH RCU Team Room, Clncl Sprt
JSN | NAME | QTY | ACQ/INS | DESCRIPTION
A1010 | Telecommunication Outlet | 3 | VV | Telecommunication outlet location.
A1012 | Telephone, Wall Mounted, 1 Line | 1 | VV | Telephone, wall mounted, 1 line.
A5077 | Dispenser, Hand Sanitizer, Hands-Free | 1 | VV | A touch free wall-mounted hand sanitizer dispenser. For use throughout a healthcare facility. Unit does not include the sanitizing liquid. Units are battery operated.
A5145 | Hook, Garment, Double, SS, Surface Mounted | 1 | CC | A surface mounted, satin finish stainless steel, double garment hook. Equipped with a concealed mounting bracket that is secured to a concealed wall plate. For general purpose use throughout the facility to hang various items of apparel.
F0115 | Bookcase, Open, 5 Shelf | 1 | VV | Freestanding open shelf bookcase, approximately 82" high X 37" wide X 18" deep with 5 (five) adjustable shelves. Unit can be separate or part of a system with available add-on shelving.
F0220 | Chair, Conference | 4 | VV | Conference chair designed to complement the executive furniture package selected. Foam rubber cushioned seats and backs covered with either woven fabric or vinyl. Base with 5 (five) swivel casters.
F0405 | Cabinet, Filing, Full Height, 4-5 Drawer | 1 | VV | Four (4) or five (5) drawer letter size, vertical filing cabinet, 53" high X 15" wide X 29" deep with locking device. Each drawer has label holder, handle and roller cradle.
F0750 | Table, Office, (size as required) | 4 | VV | Office table, sized as required. May be used as either a four (4) to six (6) person conference table or as an extra work surface area.
F2000 | Basket, Wastepaper, Fire Resistant | 1 | VV | Wastepaper basket, fire resistant, approximately 40 quart capacity. This unit is used to collect and temporarily store small quantities of paper refuse in patient rooms, administrative areas and nursing stations. Size and shape varies depending on the application and manufacturer selected.
F3055 | Whiteboard, With Sliding Panels. | 1 | VV | Standard installations consist of sliding panels and a fixed back panel with the choice of chalkboard, markerboard, bulletin board, or a combination of these choices.
F3200 | Clock, Battery, 12" Diameter | 1 | VV | Clock, 12" diameter. Round surface, easy to read numbers with sweep second hand. Wall mounted unit for use when impractical to install a fully synchronized clock system. Battery operated, (batteries not included).
9 - RMH81 - Drug Screening Room, MH RCU | 9 - RMH81 - Drug Screening Room, MH RCU | 9 - RMH81 - Drug Screening Room, MH RCU | 9 - RMH81 - Drug Screening Room, MH RCU | 9 - RMH81 - Drug Screening Room, MH RCU
JSN | NAME | QTY | ACQ/INS | DESCRIPTION
A5075 | Dispenser, Soap, Disposable | 1 | VV | Disposable soap dispenser. One-handed dispensing operation. Designed to accommodate disposable soap cartridge and valve.
A5077 | Dispenser, Hand Sanitizer, Hands-Free | 1 | VV | A touch free wall-mounted hand sanitizer dispenser. For use throughout a healthcare facility. Unit does not include the sanitizing liquid. Units are battery operated.
A5080 | Dispenser, Paper Towel, SS, Surface Mounted | 1 | CC | A surface mounted, satin finish stainless steel, single-fold, paper towel dispenser. Dispenser features: tumbler lock; front hinged at bottom; and refill indicator slot. Minimum capacity 400 single-fold paper towels. For general purpose use throughout the facility.
A5107 | Dispenser, Glove, Surgical/Examination, Wall Mntd | 1 | VV | Examination three (Small Medium, Large) glove dispenser box for wall mounting. Fabricated of either cold rolled steel with a white baked enamel finish, plastic or acrylic. Hardware not included, Option 3 powder coated steel.
A5108 | Waste Disposal Unit, Sharps | 1 | VV | A container for collecting and transporting syringes and other sharps for decontamination and disposal. Available in 2 gallon and 8 gallon with locking rotor. Complies with OSHA regulations for handling sharps.
C02D0 | Cabinet, U/C/B, 4 Drawer, 36x24x22 | 1 | CC | Standing height under counter base cabinet with four full width drawers of equal height. Also referred to as a drawer cabinet. For general purpose use throughout the facility.
C04Q0 | Cabinet, ADA Sink, Wall-Mounted | 1 | CC | Wall mounted sink support cabinet for drop-in sink with vertical fascia and angled ADA profile, also referred to as ADA sink cabinet. Removable front panel to permit access to plumbing. Medium density M-3 particle board core construction faced with high pressure vertical grade decorative plastic laminate on exposed surfaces and melamine on semi-exposed and concealed surfaces; plastic laminate edge banding. Includes all attaching hardware including support rail.
CE090 | Cabinet, W/H, 2 SH, 2 GDO, Sloping Top, 41x36x16 | 1 | CC | Wall hung cabinet with two adjustable shelves, framed-glass hinged doors, and sloping top. Also referred to as a framed-glass hinged double door wall case. For general purpose use throughout the facility.
CS240 | Sink, SS, Single Compartment, 12x14x16 ID | 1 | CC | Single compartment stainless steel sink, drop-in, self-rimming, ledge-type, connected with a drain and provided with a mixing faucet. It shall also be provided with pre-punched fixture holes on 4" center, integral back ledge to accommodate deck-mounted fixtures, brushed/polished interior and top surfaces, and sound deadened. Recommended for use in suspended or U/C/B sink cabinets having a high plastic laminate or Chemsurf laminate countertop/work surface. Coordinate actual outside sink dimensions with the actual clear dimension of cabinet specified to ensure that they are compatible. For general purpose use throughout the facility.
CT030 | Countertop, High Pressure Laminate | 1 | CC | High pressure laminate countertop (composition of wood particle core with plastic laminate surface) having a hard smooth surface finish, standard thickness of 1", and a 4" butt backsplash/curb. Also referred to as a work surface or work top. Available in a wide choice of colors, patterns, and depths. Used in general purpose areas requiring a basic work surface arrangement with limited heat resistance and poor chemical resistance. Pricing based upon a 24" depth.
F0230 | Chair, Drafting, Rotary | 1 | VV | Drafting chair approximately 47" high X 20" wide X 20" deep with rotary stool and a 5 (five) star base with casters. Padded seat and back. Foot ring adjusts with chair.
F3010 | Board, Bulletin, 48 x 48 | 1 | VV | Open face bulletin board. Cork posting panel with moisture proof backing. Variety of frames to choose from. Used for posting notes and messages.
F3200 | Clock, Battery, 12" Diameter | 1 | VV | Clock, 12" diameter. Round surface, easy to read numbers with sweep second hand. Wall mounted unit for use when impractical to install a fully synchronized clock system. Battery operated, (batteries not included).
L0995 | Analyzer, Urine, Advanced | 1 | VV | Advanced urine analysis system. Automated system provides chemistry and image analysis of a batch of urine samples. Unit requires only power and a drain connection.
L1300 | Centrifuge, Small, Blood Typing, Variable Speed | 1 | VV | Small laboratory centrifuge with variable speed allowing both regular and delicate centrifugation. It has a brake to allow a complete stop in 10 seconds, 0 to 30 minute timer, interchangeable heads and can accommodate up to 24 tubes. Used for blood grouping and cross matching.
M1801 | Computer, Microprocessing, w/Flat Panel Monitor | 1 | VV | Desk top microprocessing computer. The unit shall consist of a central processing mini tower, flat panel monitor, keyboard, mouse and speakers. The system shall have the following minimum characteristics: a 2.8 GHz Pentium processor; 512 MB memory; 80GB hard drive; 32/48x CD-ROMDVD combo; 1.44MB network interface card; video 32 MB NVIDIA; a 18 inch flat panel monitor. The computer is used throughout the facility to input, manipulate and retrieve information.
M1825 | Printer, Computer | 1 | VV | High resolution computer printer with a variety of type styles and sheet/envelope feeder trays. Database information reflects network ready, medium duty office style laser printers. Other types of printers (bubble jet, dot matrix, line or plotter) as well as light or heavy use capabilities are available.
P1965 | Eyewash, Eye/Face, Sink Mounted, Hands-free | 1 | CC | A sink mounted eyewash station. The unit is designed for emergency eye and face rinsing from soft flow dual spray-heads. The Flow must be activated by the single momentary action and remain on until terminated.
R6200 | Refrigerator, U/C or F/S, 5 Cu Ft | 1 | VV | Utility refrigerator approximately 35" H x 24" W x 26" D. The unit has a two tray ice cube cooling system. The refrigerator fits standard architectural dimensions for undercounter installation. The unit is perfect for use in nurses' station, wards, and laboratories, pharmacies or wherever space is limited.
10 - SB663 - 16-Bed MH RCU Storage Room, Lgstcs Svc | 10 - SB663 - 16-Bed MH RCU Storage Room, Lgstcs Svc | 10 - SB663 - 16-Bed MH RCU Storage Room, Lgstcs Svc | 10 - SB663 - 16-Bed MH RCU Storage Room, Lgstcs Svc | 10 - SB663 - 16-Bed MH RCU Storage Room, Lgstcs Svc
JSN | NAME | QTY | ACQ/INS | DESCRIPTION
M2055 | Shelving, Storage, Wire, CRS, w/Adjustable Shelves | 2 | VV | Stationary, wire, shelving unit. Unit has fully adjustable shelves constructed of stainless steel. For use in general purpose storage areas. Shelving is provided in various sizes and configurations. Price provided is for a unit approximately 74"H x 18"D x 48"W with four shelves.
11 - SB663 - 20-Bed MH RCU Storage Room, Lgstcs Svc | 11 - SB663 - 20-Bed MH RCU Storage Room, Lgstcs Svc | 11 - SB663 - 20-Bed MH RCU Storage Room, Lgstcs Svc | 11 - SB663 - 20-Bed MH RCU Storage Room, Lgstcs Svc | 11 - SB663 - 20-Bed MH RCU Storage Room, Lgstcs Svc
JSN | NAME | QTY | ACQ/INS | DESCRIPTION
M2055 | Shelving, Storage, Wire, CRS, w/Adjustable Shelves | 2 | VV | Stationary, wire, shelving unit. Unit has fully adjustable shelves constructed of stainless steel. For use in general purpose storage areas. Shelving is provided in various sizes and configurations. Price provided is for a unit approximately 74"H x 18"D x 48"W with four shelves.
12 - SB663 - 24-Bed MH RCU Storage Room, Lgstcs Svc | 12 - SB663 - 24-Bed MH RCU Storage Room, Lgstcs Svc | 12 - SB663 - 24-Bed MH RCU Storage Room, Lgstcs Svc | 12 - SB663 - 24-Bed MH RCU Storage Room, Lgstcs Svc | 12 - SB663 - 24-Bed MH RCU Storage Room, Lgstcs Svc
JSN | NAME | QTY | ACQ/INS | DESCRIPTION
M2055 | Shelving, Storage, Wire, CRS, w/Adjustable Shelves | 2 | VV | Stationary, wire, shelving unit. Unit has fully adjustable shelves constructed of stainless steel. For use in general purpose storage areas. Shelving is provided in various sizes and configurations. Price provided is for a unit approximately 74"H x 18"D x 48"W with four shelves.
13 - SB663 - 28-Bed MH RCU Storage Room, Lgstcs Svc | 13 - SB663 - 28-Bed MH RCU Storage Room, Lgstcs Svc | 13 - SB663 - 28-Bed MH RCU Storage Room, Lgstcs Svc | 13 - SB663 - 28-Bed MH RCU Storage Room, Lgstcs Svc | 13 - SB663 - 28-Bed MH RCU Storage Room, Lgstcs Svc
JSN | NAME | QTY | ACQ/INS | DESCRIPTION
M2055 | Shelving, Storage, Wire, CRS, w/Adjustable Shelves | 2 | VV | Stationary, wire, shelving unit. Unit has fully adjustable shelves constructed of stainless steel. For use in general purpose storage areas. Shelving is provided in various sizes and configurations. Price provided is for a unit approximately 74"H x 18"D x 48"W with four shelves.
14 - RMH84 - 16-Bed RCU Resident Belongings Storage Room, MH RCU | 14 - RMH84 - 16-Bed RCU Resident Belongings Storage Room, MH RCU | 14 - RMH84 - 16-Bed RCU Resident Belongings Storage Room, MH RCU | 14 - RMH84 - 16-Bed RCU Resident Belongings Storage Room, MH RCU | 14 - RMH84 - 16-Bed RCU Resident Belongings Storage Room, MH RCU
JSN | NAME | QTY | ACQ/INS | DESCRIPTION
M2055 | Shelving, Storage, Wire, CRS, w/Adjustable Shelves | 3 | VV | Stationary, wire, shelving unit. Unit has fully adjustable shelves constructed of stainless steel. For use in general purpose storage areas. Shelving is provided in various sizes and configurations. Price provided is for a unit approximately 74"H x 18"D x 48"W with four shelves.
15 - RMH85 - 20-Bed RCU Resident Belongings Storage Room, MH RCU | 15 - RMH85 - 20-Bed RCU Resident Belongings Storage Room, MH RCU | 15 - RMH85 - 20-Bed RCU Resident Belongings Storage Room, MH RCU | 15 - RMH85 - 20-Bed RCU Resident Belongings Storage Room, MH RCU | 15 - RMH85 - 20-Bed RCU Resident Belongings Storage Room, MH RCU
JSN | NAME | QTY | ACQ/INS | DESCRIPTION
M2055 | Shelving, Storage, Wire, CRS, w/Adjustable Shelves | 4 | VV | Stationary, wire, shelving unit. Unit has fully adjustable shelves constructed of stainless steel. For use in general purpose storage areas. Shelving is provided in various sizes and configurations. Price provided is for a unit approximately 74"H x 18"D x 48"W with four shelves.
16 - RMH86 - 24-Bed RCU Resident Belongings Storage Room, MH RCU | 16 - RMH86 - 24-Bed RCU Resident Belongings Storage Room, MH RCU | 16 - RMH86 - 24-Bed RCU Resident Belongings Storage Room, MH RCU | 16 - RMH86 - 24-Bed RCU Resident Belongings Storage Room, MH RCU | 16 - RMH86 - 24-Bed RCU Resident Belongings Storage Room, MH RCU
JSN | NAME | QTY | ACQ/INS | DESCRIPTION
M2055 | Shelving, Storage, Wire, CRS, w/Adjustable Shelves | 6 | VV | Stationary, wire, shelving unit. Unit has fully adjustable shelves constructed of stainless steel. For use in general purpose storage areas. Shelving is provided in various sizes and configurations. Price provided is for a unit approximately 74"H x 18"D x 48"W with four shelves.
17 - RMH87 - 28-Bed RCU Resident Belongings Storage Room, MH RCU | 17 - RMH87 - 28-Bed RCU Resident Belongings Storage Room, MH RCU | 17 - RMH87 - 28-Bed RCU Resident Belongings Storage Room, MH RCU | 17 - RMH87 - 28-Bed RCU Resident Belongings Storage Room, MH RCU | 17 - RMH87 - 28-Bed RCU Resident Belongings Storage Room, MH RCU
JSN | NAME | QTY | ACQ/INS | DESCRIPTION
M2055 | Shelving, Storage, Wire, CRS, w/Adjustable Shelves | 8 | VV | Stationary, wire, shelving unit. Unit has fully adjustable shelves constructed of stainless steel. For use in general purpose storage areas. Shelving is provided in various sizes and configurations. Price provided is for a unit approximately 74"H x 18"D x 48"W with four shelves.
18 - SC471 - 16-Bed / 20-Bed MH RCU Clean Linen Room, EMS | 18 - SC471 - 16-Bed / 20-Bed MH RCU Clean Linen Room, EMS | 18 - SC471 - 16-Bed / 20-Bed MH RCU Clean Linen Room, EMS | 18 - SC471 - 16-Bed / 20-Bed MH RCU Clean Linen Room, EMS | 18 - SC471 - 16-Bed / 20-Bed MH RCU Clean Linen Room, EMS
JSN | NAME | QTY | ACQ/INS | DESCRIPTION
M2055 | Shelving, Storage, Wire, CRS, w/Adjustable Shelves | 1 | VV | Stationary, wire, shelving unit. Unit has fully adjustable shelves constructed of stainless steel. For use in general purpose storage areas. Shelving is provided in various sizes and configurations. Price provided is for a unit approximately 74"H x 18"D x 48"W with four shelves.
19 - SC471 - 24-Bed / 28-Bed MH RCU Clean Linen Room, EMS | 19 - SC471 - 24-Bed / 28-Bed MH RCU Clean Linen Room, EMS | 19 - SC471 - 24-Bed / 28-Bed MH RCU Clean Linen Room, EMS | 19 - SC471 - 24-Bed / 28-Bed MH RCU Clean Linen Room, EMS | 19 - SC471 - 24-Bed / 28-Bed MH RCU Clean Linen Room, EMS
JSN | NAME | QTY | ACQ/INS | DESCRIPTION
M2055 | Shelving, Storage, Wire, CRS, w/Adjustable Shelves | 1 | VV | Stationary, wire, shelving unit. Unit has fully adjustable shelves constructed of stainless steel. For use in general purpose storage areas. Shelving is provided in various sizes and configurations. Price provided is for a unit approximately 74"H x 18"D x 48"W with four shelves.
20 - SC452 - 16-Bed / 20-Bed MH RCU Soiled Linen Room, EMS | 20 - SC452 - 16-Bed / 20-Bed MH RCU Soiled Linen Room, EMS | 20 - SC452 - 16-Bed / 20-Bed MH RCU Soiled Linen Room, EMS | 20 - SC452 - 16-Bed / 20-Bed MH RCU Soiled Linen Room, EMS | 20 - SC452 - 16-Bed / 20-Bed MH RCU Soiled Linen Room, EMS
JSN | NAME | QTY | ACQ/INS | DESCRIPTION
F0510 | Cart, Linen, Soiled | 1 | VV | Soiled linen collection cart, approximately 70" H x 68" W x 28" D with four (4) casters. Used to transport clean or soiled laundry.
21 - SC452 - 24-Bed / 28-Bed MH RCU Soiled Linen Room, EMS | 21 - SC452 - 24-Bed / 28-Bed MH RCU Soiled Linen Room, EMS | 21 - SC452 - 24-Bed / 28-Bed MH RCU Soiled Linen Room, EMS | 21 - SC452 - 24-Bed / 28-Bed MH RCU Soiled Linen Room, EMS | 21 - SC452 - 24-Bed / 28-Bed MH RCU Soiled Linen Room, EMS
JSN | NAME | QTY | ACQ/INS | DESCRIPTION
F0510 | Cart, Linen, Soiled | 1 | VV | Soiled linen collection cart, approximately 70" H x 68" W x 28" D with four (4) casters. Used to transport clean or soiled laundry.
22 - SB280 - 16-Bed / 20-Bed MH RCU Trash / Recycling Holding, Bldg Sprt | 22 - SB280 - 16-Bed / 20-Bed MH RCU Trash / Recycling Holding, Bldg Sprt | 22 - SB280 - 16-Bed / 20-Bed MH RCU Trash / Recycling Holding, Bldg Sprt | 22 - SB280 - 16-Bed / 20-Bed MH RCU Trash / Recycling Holding, Bldg Sprt | 22 - SB280 - 16-Bed / 20-Bed MH RCU Trash / Recycling Holding, Bldg Sprt
JSN | NAME | QTY | ACQ/INS | DESCRIPTION
F0530 | Cart, Trash | 1 | VV | Heavy duty trash cart, approximately 42" high X 74" wide X 34" deep with two (2) solid non-marking rubber roller bearing wheels, one (1) or two (2) swivel casters, 2000 pound capacity and tilt mechanism.
F2026 | Container, Recycling, Large | 1 | VV | Recycling container shall be approximately 30-gallons in capacity. The container may include a lid and be Recycle Blue in color with the recycle symbol identified on the container.
23 - SB280 - 24-Bed / 28-Bed MH RCU Trash / Recycling Holding, Bldg Sprt | 23 - SB280 - 24-Bed / 28-Bed MH RCU Trash / Recycling Holding, Bldg Sprt | 23 - SB280 - 24-Bed / 28-Bed MH RCU Trash / Recycling Holding, Bldg Sprt | 23 - SB280 - 24-Bed / 28-Bed MH RCU Trash / Recycling Holding, Bldg Sprt | 23 - SB280 - 24-Bed / 28-Bed MH RCU Trash / Recycling Holding, Bldg Sprt
JSN | NAME | QTY | ACQ/INS | DESCRIPTION
F0530 | Cart, Trash | 1 | VV | Heavy duty trash cart, approximately 42" high X 74" wide X 34" deep with two (2) solid non-marking rubber roller bearing wheels, one (1) or two (2) swivel casters, 2000 pound capacity and tilt mechanism.
F2026 | Container, Recycling, Large | 1 | VV | Recycling container shall be approximately 30-gallons in capacity. The container may include a lid and be Recycle Blue in color with the recycle symbol identified on the container.
6 - RESIDENT CARE UNIT (RCU) STAFF AREA | 6 - RESIDENT CARE UNIT (RCU) STAFF AREA | 6 - RESIDENT CARE UNIT (RCU) STAFF AREA | 6 - RESIDENT CARE UNIT (RCU) STAFF AREA | 6 - RESIDENT CARE UNIT (RCU) STAFF AREA
1 - SS204 - MH RCU Admissions /Transition Coordinator Office, Stff Sprt | 1 - SS204 - MH RCU Admissions /Transition Coordinator Office, Stff Sprt | 1 - SS204 - MH RCU Admissions /Transition Coordinator Office, Stff Sprt | 1 - SS204 - MH RCU Admissions /Transition Coordinator Office, Stff Sprt | 1 - SS204 - MH RCU Admissions /Transition Coordinator Office, Stff Sprt
JSN | NAME | QTY | ACQ/INS | DESCRIPTION
A1010 | Telecommunication Outlet | 2 | VV | Telecommunication outlet location.
A1015 | Telephone, Desk, Multiple Line | 1 | VV | Telephone, desk, multiple line.
A5145 | Hook, Garment, Double, SS, Surface Mounted | 1 | CC | A surface mounted, satin finish stainless steel, double garment hook. Equipped with a concealed mounting bracket that is secured to a concealed wall plate. For general purpose use throughout the facility to hang various items of apparel.
E0078 | Workstation, L-Shaped w/Peninsula, Free Std, 78x72 | 1 | VV | This section will provide a whole work station typical to quickly plan work areas in clinical or administrative spaces. There will be a price decrease if typical work stations are used with vertical hanging strips instead of panels. THIS TYPICAL INCLUDES: 4 standard solid panels; 2 panel connectors, 2-way corner; 1 panel-to-panel connector; 2 finished end hardware; 1 cantilevered work surface; 1 peninsula work surface; 2 lockable flipper units; 2 shelf, storage/display; 2 lights; 1 tack board, 48"W; 1 tool rail, 30"W; 1 paper tray; 1 diagonal tray; 1 adjustable keyboard tray; 1 mobile pedestal, box/file.
F0110 | Bookcase, 3 Shelf | 1 | VV | Freestanding open metal shelf book case, approximately 60" high X 36" wide X 18" deep with three (3) adjustable shelves and four (4) non-marking floor glides.
F0205 | Chair, Side With Arms | 2 | VV | Upholstered side chair, 32" high X 21" wide X 23" deep with arms, padded seats and padded backs. Seat height is a minimum of 17". Available with or without sled base.
F0275 | Chair, Swivel, High Back | 1 | VV | Highback contemporary swivel chair, 41" high X 23" wide X 23" deep with five (5) caster swivel base and arms. Chair may be used at desks or in conference rooms. Back and seat are foam padded and upholstered with either woven textile fabric or vinyl.
F0420 | Cabinet, Filing, Lateral, Half Height | 1 | VV | Half height two (2) or three (3) drawer lateral filing cabinet, 28" high X 42" wide X 18" deep with recessed handles, locking device and drawer label holders. Drawers are adaptable to either letter or legal size materials.
F2000 | Basket, Wastepaper, Fire Resistant | 1 | VV | Wastepaper basket, fire resistant, approximately 40 quart capacity. This unit is used to collect and temporarily store small quantities of paper refuse in patient rooms, administrative areas and nursing stations. Size and shape varies depending on the application and manufacturer selected.
F3200 | Clock, Battery, 12" Diameter | 1 | VV | Clock, 12" diameter. Round surface, easy to read numbers with sweep second hand. Wall mounted unit for use when impractical to install a fully synchronized clock system. Battery operated, (batteries not included).
M1801 | Computer, Microprocessing, w/Flat Panel Monitor | 1 | VV | Desk top microprocessing computer. The unit shall consist of a central processing mini tower, flat panel monitor, keyboard, mouse and speakers. The system shall have the following minimum characteristics: a 2.8 GHz Pentium processor; 512 MB memory; 80GB hard drive; 32/48x CD-ROMDVD combo; 1.44MB network interface card; video 32 MB NVIDIA; a 18 inch flat panel monitor. The computer is used throughout the facility to input, manipulate and retrieve information.
7 - STAFF AND ADMINISTRATIVE AREA | 7 - STAFF AND ADMINISTRATIVE AREA | 7 - STAFF AND ADMINISTRATIVE AREA | 7 - STAFF AND ADMINISTRATIVE AREA | 7 - STAFF AND ADMINISTRATIVE AREA
1 - SS205 - MH RCU Domiciliary Chief , Stff Sprt | 1 - SS205 - MH RCU Domiciliary Chief , Stff Sprt | 1 - SS205 - MH RCU Domiciliary Chief , Stff Sprt | 1 - SS205 - MH RCU Domiciliary Chief , Stff Sprt | 1 - SS205 - MH RCU Domiciliary Chief , Stff Sprt
JSN | NAME | QTY | ACQ/INS | DESCRIPTION
A1015 | Telephone, Desk, Multiple Line | 1 | VV | Telephone, desk, multiple line.
E0123 | Workstation, Straight, Free Standing, 72" W | 1 | VV | This JSN will provide a whole work station typical to quickly plan work in areas in clinical or administrative spaces. There will be a price decrease if typical work stations are used with vertical hanging strips instead of panels. THIS TYPICAL INCLUDES: 4 Standard Solid Panels 2 Panel Connectors, 2-Way Corner 1 Panel-to-Panel Connector 2 Finished End Hardware 1 Cantilevered, Work Surface 2 Lockable Flipper Units 2 Shelf, Storage/Displays 2 Lights 1 Tack board 1 Tool Rail 1 Paper Tray 1 Diagonal Tray 1 Adjustable Keyboard Tray 1 Mobile Pedestal, Box/File
F0275 | Chair, Swivel, High Back | 1 | VV | Highback contemporary swivel chair, 41" high X 23" wide X 23" deep with five (5) caster swivel base and arms. Chair may be used at desks or in conference rooms. Back and seat are foam padded and upholstered with either woven textile fabric or vinyl.
F0420 | Cabinet, Filing, Lateral, Half Height | 1 | VV | Half height two (2) or three (3) drawer lateral filing cabinet, 28" high X 42" wide X 18" deep with recessed handles, locking device and drawer label holders. Drawers are adaptable to either letter or legal size materials.
F2000 | Basket, Wastepaper, Fire Resistant | 1 | VV | Wastepaper basket, fire resistant, approximately 40 quart capacity. This unit is used to collect and temporarily store small quantities of paper refuse in patient rooms, administrative areas and nursing stations. Size and shape varies depending on the application and manufacturer selected.
M1801 | Computer, Microprocessing, w/Flat Panel Monitor | 1 | VV | Desk top microprocessing computer. The unit shall consist of a central processing mini tower, flat panel monitor, keyboard, mouse and speakers. The system shall have the following minimum characteristics: a 2.8 GHz Pentium processor; 512 MB memory; 80GB hard drive; 32/48x CD-ROMDVD combo; 1.44MB network interface card; video 32 MB NVIDIA; a 18 inch flat panel monitor. The computer is used throughout the facility to input, manipulate and retrieve information.
2 - SS205 - MH RCU Domiciliary Assistant Chief Office, Stff Sprt | 2 - SS205 - MH RCU Domiciliary Assistant Chief Office, Stff Sprt | 2 - SS205 - MH RCU Domiciliary Assistant Chief Office, Stff Sprt | 2 - SS205 - MH RCU Domiciliary Assistant Chief Office, Stff Sprt | 2 - SS205 - MH RCU Domiciliary Assistant Chief Office, Stff Sprt
JSN | NAME | QTY | ACQ/INS | DESCRIPTION
A1015 | Telephone, Desk, Multiple Line | 1 | VV | Telephone, desk, multiple line.
E0123 | Workstation, Straight, Free Standing, 72" W | 1 | VV | This JSN will provide a whole work station typical to quickly plan work in areas in clinical or administrative spaces. There will be a price decrease if typical work stations are used with vertical hanging strips instead of panels. THIS TYPICAL INCLUDES: 4 Standard Solid Panels 2 Panel Connectors, 2-Way Corner 1 Panel-to-Panel Connector 2 Finished End Hardware 1 Cantilevered, Work Surface 2 Lockable Flipper Units 2 Shelf, Storage/Displays 2 Lights 1 Tack board 1 Tool Rail 1 Paper Tray 1 Diagonal Tray 1 Adjustable Keyboard Tray 1 Mobile Pedestal, Box/File
F0275 | Chair, Swivel, High Back | 1 | VV | Highback contemporary swivel chair, 41" high X 23" wide X 23" deep with five (5) caster swivel base and arms. Chair may be used at desks or in conference rooms. Back and seat are foam padded and upholstered with either woven textile fabric or vinyl.
F0420 | Cabinet, Filing, Lateral, Half Height | 1 | VV | Half height two (2) or three (3) drawer lateral filing cabinet, 28" high X 42" wide X 18" deep with recessed handles, locking device and drawer label holders. Drawers are adaptable to either letter or legal size materials.
F2000 | Basket, Wastepaper, Fire Resistant | 1 | VV | Wastepaper basket, fire resistant, approximately 40 quart capacity. This unit is used to collect and temporarily store small quantities of paper refuse in patient rooms, administrative areas and nursing stations. Size and shape varies depending on the application and manufacturer selected.
M1801 | Computer, Microprocessing, w/Flat Panel Monitor | 1 | VV | Desk top microprocessing computer. The unit shall consist of a central processing mini tower, flat panel monitor, keyboard, mouse and speakers. The system shall have the following minimum characteristics: a 2.8 GHz Pentium processor; 512 MB memory; 80GB hard drive; 32/48x CD-ROMDVD combo; 1.44MB network interface card; video 32 MB NVIDIA; a 18 inch flat panel monitor. The computer is used throughout the facility to input, manipulate and retrieve information.
3 - SS205 - MH RCU Clinical Coordinator Office, Stff Sprt | 3 - SS205 - MH RCU Clinical Coordinator Office, Stff Sprt | 3 - SS205 - MH RCU Clinical Coordinator Office, Stff Sprt | 3 - SS205 - MH RCU Clinical Coordinator Office, Stff Sprt | 3 - SS205 - MH RCU Clinical Coordinator Office, Stff Sprt
JSN | NAME | QTY | ACQ/INS | DESCRIPTION
A1015 | Telephone, Desk, Multiple Line | 1 | VV | Telephone, desk, multiple line.
E0123 | Workstation, Straight, Free Standing, 72" W | 1 | VV | This JSN will provide a whole work station typical to quickly plan work in areas in clinical or administrative spaces. There will be a price decrease if typical work stations are used with vertical hanging strips instead of panels. THIS TYPICAL INCLUDES: 4 Standard Solid Panels 2 Panel Connectors, 2-Way Corner 1 Panel-to-Panel Connector 2 Finished End Hardware 1 Cantilevered, Work Surface 2 Lockable Flipper Units 2 Shelf, Storage/Displays 2 Lights 1 Tack board 1 Tool Rail 1 Paper Tray 1 Diagonal Tray 1 Adjustable Keyboard Tray 1 Mobile Pedestal, Box/File
F0275 | Chair, Swivel, High Back | 1 | VV | Highback contemporary swivel chair, 41" high X 23" wide X 23" deep with five (5) caster swivel base and arms. Chair may be used at desks or in conference rooms. Back and seat are foam padded and upholstered with either woven textile fabric or vinyl.
F0420 | Cabinet, Filing, Lateral, Half Height | 1 | VV | Half height two (2) or three (3) drawer lateral filing cabinet, 28" high X 42" wide X 18" deep with recessed handles, locking device and drawer label holders. Drawers are adaptable to either letter or legal size materials.
F2000 | Basket, Wastepaper, Fire Resistant | 1 | VV | Wastepaper basket, fire resistant, approximately 40 quart capacity. This unit is used to collect and temporarily store small quantities of paper refuse in patient rooms, administrative areas and nursing stations. Size and shape varies depending on the application and manufacturer selected.
M1801 | Computer, Microprocessing, w/Flat Panel Monitor | 1 | VV | Desk top microprocessing computer. The unit shall consist of a central processing mini tower, flat panel monitor, keyboard, mouse and speakers. The system shall have the following minimum characteristics: a 2.8 GHz Pentium processor; 512 MB memory; 80GB hard drive; 32/48x CD-ROMDVD combo; 1.44MB network interface card; video 32 MB NVIDIA; a 18 inch flat panel monitor. The computer is used throughout the facility to input, manipulate and retrieve information.
4 - SS205 - MH RCU Peer Specialist Office, Stff Sprt | 4 - SS205 - MH RCU Peer Specialist Office, Stff Sprt | 4 - SS205 - MH RCU Peer Specialist Office, Stff Sprt | 4 - SS205 - MH RCU Peer Specialist Office, Stff Sprt | 4 - SS205 - MH RCU Peer Specialist Office, Stff Sprt
JSN | NAME | QTY | ACQ/INS | DESCRIPTION
A1015 | Telephone, Desk, Multiple Line | 1 | VV | Telephone, desk, multiple line.
E0123 | Workstation, Straight, Free Standing, 72" W | 1 | VV | This JSN will provide a whole work station typical to quickly plan work in areas in clinical or administrative spaces. There will be a price decrease if typical work stations are used with vertical hanging strips instead of panels. THIS TYPICAL INCLUDES: 4 Standard Solid Panels 2 Panel Connectors, 2-Way Corner 1 Panel-to-Panel Connector 2 Finished End Hardware 1 Cantilevered, Work Surface 2 Lockable Flipper Units 2 Shelf, Storage/Displays 2 Lights 1 Tack board 1 Tool Rail 1 Paper Tray 1 Diagonal Tray 1 Adjustable Keyboard Tray 1 Mobile Pedestal, Box/File
F0275 | Chair, Swivel, High Back | 1 | VV | Highback contemporary swivel chair, 41" high X 23" wide X 23" deep with five (5) caster swivel base and arms. Chair may be used at desks or in conference rooms. Back and seat are foam padded and upholstered with either woven textile fabric or vinyl.
F0420 | Cabinet, Filing, Lateral, Half Height | 1 | VV | Half height two (2) or three (3) drawer lateral filing cabinet, 28" high X 42" wide X 18" deep with recessed handles, locking device and drawer label holders. Drawers are adaptable to either letter or legal size materials.
F2000 | Basket, Wastepaper, Fire Resistant | 1 | VV | Wastepaper basket, fire resistant, approximately 40 quart capacity. This unit is used to collect and temporarily store small quantities of paper refuse in patient rooms, administrative areas and nursing stations. Size and shape varies depending on the application and manufacturer selected.
M1801 | Computer, Microprocessing, w/Flat Panel Monitor | 1 | VV | Desk top microprocessing computer. The unit shall consist of a central processing mini tower, flat panel monitor, keyboard, mouse and speakers. The system shall have the following minimum characteristics: a 2.8 GHz Pentium processor; 512 MB memory; 80GB hard drive; 32/48x CD-ROMDVD combo; 1.44MB network interface card; video 32 MB NVIDIA; a 18 inch flat panel monitor. The computer is used throughout the facility to input, manipulate and retrieve information.
5 - SS203 - MH RCU Psychiatrist Office, Stff Sprt | 5 - SS203 - MH RCU Psychiatrist Office, Stff Sprt | 5 - SS203 - MH RCU Psychiatrist Office, Stff Sprt | 5 - SS203 - MH RCU Psychiatrist Office, Stff Sprt | 5 - SS203 - MH RCU Psychiatrist Office, Stff Sprt
JSN | NAME | QTY | ACQ/INS | DESCRIPTION
A1010 | Telecommunication Outlet | 2 | VV | Telecommunication outlet location.
A1015 | Telephone, Desk, Multiple Line | 1 | VV | Telephone, desk, multiple line.
A5145 | Hook, Garment, Double, SS, Surface Mounted | 2 | CC | A surface mounted, satin finish stainless steel, double garment hook. Equipped with a concealed mounting bracket that is secured to a concealed wall plate. For general purpose use throughout the facility to hang various items of apparel.
E0078 | Workstation, L-Shaped w/Peninsula, Free Std, 78x72 | 1 | VV | This section will provide a whole work station typical to quickly plan work areas in clinical or administrative spaces. There will be a price decrease if typical work stations are used with vertical hanging strips instead of panels. THIS TYPICAL INCLUDES: 4 standard solid panels; 2 panel connectors, 2-way corner; 1 panel-to-panel connector; 2 finished end hardware; 1 cantilevered work surface; 1 peninsula work surface; 2 lockable flipper units; 2 shelf, storage/display; 2 lights; 1 tack board, 48"W; 1 tool rail, 30"W; 1 paper tray; 1 diagonal tray; 1 adjustable keyboard tray; 1 mobile pedestal, box/file.
F0110 | Bookcase, 3 Shelf | 1 | VV | Freestanding open metal shelf book case, approximately 60" high X 36" wide X 18" deep with three (3) adjustable shelves and four (4) non-marking floor glides.
F0205 | Chair, Side With Arms | 2 | VV | Upholstered side chair, 32" high X 21" wide X 23" deep with arms, padded seats and padded backs. Seat height is a minimum of 17". Available with or without sled base.
F0275 | Chair, Swivel, High Back | 1 | VV | Highback contemporary swivel chair, 41" high X 23" wide X 23" deep with five (5) caster swivel base and arms. Chair may be used at desks or in conference rooms. Back and seat are foam padded and upholstered with either woven textile fabric or vinyl.
F0420 | Cabinet, Filing, Lateral, Half Height | 1 | VV | Half height two (2) or three (3) drawer lateral filing cabinet, 28" high X 42" wide X 18" deep with recessed handles, locking device and drawer label holders. Drawers are adaptable to either letter or legal size materials.
F2000 | Basket, Wastepaper, Fire Resistant | 1 | VV | Wastepaper basket, fire resistant, approximately 40 quart capacity. This unit is used to collect and temporarily store small quantities of paper refuse in patient rooms, administrative areas and nursing stations. Size and shape varies depending on the application and manufacturer selected.
F3200 | Clock, Battery, 12" Diameter | 1 | VV | Clock, 12" diameter. Round surface, easy to read numbers with sweep second hand. Wall mounted unit for use when impractical to install a fully synchronized clock system. Battery operated, (batteries not included).
M1801 | Computer, Microprocessing, w/Flat Panel Monitor | 1 | VV | Desk top microprocessing computer. The unit shall consist of a central processing mini tower, flat panel monitor, keyboard, mouse and speakers. The system shall have the following minimum characteristics: a 2.8 GHz Pentium processor; 512 MB memory; 80GB hard drive; 32/48x CD-ROMDVD combo; 1.44MB network interface card; video 32 MB NVIDIA; a 18 inch flat panel monitor. The computer is used throughout the facility to input, manipulate and retrieve information.
6 - SS203 - MH RCU Psychologist Office, Stff Sprt | 6 - SS203 - MH RCU Psychologist Office, Stff Sprt | 6 - SS203 - MH RCU Psychologist Office, Stff Sprt | 6 - SS203 - MH RCU Psychologist Office, Stff Sprt | 6 - SS203 - MH RCU Psychologist Office, Stff Sprt
JSN | NAME | QTY | ACQ/INS | DESCRIPTION
A1010 | Telecommunication Outlet | 2 | VV | Telecommunication outlet location.
A1015 | Telephone, Desk, Multiple Line | 1 | VV | Telephone, desk, multiple line.
A5145 | Hook, Garment, Double, SS, Surface Mounted | 2 | CC | A surface mounted, satin finish stainless steel, double garment hook. Equipped with a concealed mounting bracket that is secured to a concealed wall plate. For general purpose use throughout the facility to hang various items of apparel.
E0078 | Workstation, L-Shaped w/Peninsula, Free Std, 78x72 | 1 | VV | This section will provide a whole work station typical to quickly plan work areas in clinical or administrative spaces. There will be a price decrease if typical work stations are used with vertical hanging strips instead of panels. THIS TYPICAL INCLUDES: 4 standard solid panels; 2 panel connectors, 2-way corner; 1 panel-to-panel connector; 2 finished end hardware; 1 cantilevered work surface; 1 peninsula work surface; 2 lockable flipper units; 2 shelf, storage/display; 2 lights; 1 tack board, 48"W; 1 tool rail, 30"W; 1 paper tray; 1 diagonal tray; 1 adjustable keyboard tray; 1 mobile pedestal, box/file.
F0110 | Bookcase, 3 Shelf | 1 | VV | Freestanding open metal shelf book case, approximately 60" high X 36" wide X 18" deep with three (3) adjustable shelves and four (4) non-marking floor glides.
F0205 | Chair, Side With Arms | 2 | VV | Upholstered side chair, 32" high X 21" wide X 23" deep with arms, padded seats and padded backs. Seat height is a minimum of 17". Available with or without sled base.
F0275 | Chair, Swivel, High Back | 1 | VV | Highback contemporary swivel chair, 41" high X 23" wide X 23" deep with five (5) caster swivel base and arms. Chair may be used at desks or in conference rooms. Back and seat are foam padded and upholstered with either woven textile fabric or vinyl.
F0420 | Cabinet, Filing, Lateral, Half Height | 1 | VV | Half height two (2) or three (3) drawer lateral filing cabinet, 28" high X 42" wide X 18" deep with recessed handles, locking device and drawer label holders. Drawers are adaptable to either letter or legal size materials.
F2000 | Basket, Wastepaper, Fire Resistant | 1 | VV | Wastepaper basket, fire resistant, approximately 40 quart capacity. This unit is used to collect and temporarily store small quantities of paper refuse in patient rooms, administrative areas and nursing stations. Size and shape varies depending on the application and manufacturer selected.
F3200 | Clock, Battery, 12" Diameter | 1 | VV | Clock, 12" diameter. Round surface, easy to read numbers with sweep second hand. Wall mounted unit for use when impractical to install a fully synchronized clock system. Battery operated, (batteries not included).
M1801 | Computer, Microprocessing, w/Flat Panel Monitor | 1 | VV | Desk top microprocessing computer. The unit shall consist of a central processing mini tower, flat panel monitor, keyboard, mouse and speakers. The system shall have the following minimum characteristics: a 2.8 GHz Pentium processor; 512 MB memory; 80GB hard drive; 32/48x CD-ROMDVD combo; 1.44MB network interface card; video 32 MB NVIDIA; a 18 inch flat panel monitor. The computer is used throughout the facility to input, manipulate and retrieve information.
7 - SS203 - MH RCU Social Worker, Stff Sprt | 7 - SS203 - MH RCU Social Worker, Stff Sprt | 7 - SS203 - MH RCU Social Worker, Stff Sprt | 7 - SS203 - MH RCU Social Worker, Stff Sprt | 7 - SS203 - MH RCU Social Worker, Stff Sprt
JSN | NAME | QTY | ACQ/INS | DESCRIPTION
A1010 | Telecommunication Outlet | 2 | VV | Telecommunication outlet location.
A1015 | Telephone, Desk, Multiple Line | 1 | VV | Telephone, desk, multiple line.
A5145 | Hook, Garment, Double, SS, Surface Mounted | 2 | CC | A surface mounted, satin finish stainless steel, double garment hook. Equipped with a concealed mounting bracket that is secured to a concealed wall plate. For general purpose use throughout the facility to hang various items of apparel.
E0078 | Workstation, L-Shaped w/Peninsula, Free Std, 78x72 | 1 | VV | This section will provide a whole work station typical to quickly plan work areas in clinical or administrative spaces. There will be a price decrease if typical work stations are used with vertical hanging strips instead of panels. THIS TYPICAL INCLUDES: 4 standard solid panels; 2 panel connectors, 2-way corner; 1 panel-to-panel connector; 2 finished end hardware; 1 cantilevered work surface; 1 peninsula work surface; 2 lockable flipper units; 2 shelf, storage/display; 2 lights; 1 tack board, 48"W; 1 tool rail, 30"W; 1 paper tray; 1 diagonal tray; 1 adjustable keyboard tray; 1 mobile pedestal, box/file.
F0110 | Bookcase, 3 Shelf | 1 | VV | Freestanding open metal shelf book case, approximately 60" high X 36" wide X 18" deep with three (3) adjustable shelves and four (4) non-marking floor glides.
F0205 | Chair, Side With Arms | 2 | VV | Upholstered side chair, 32" high X 21" wide X 23" deep with arms, padded seats and padded backs. Seat height is a minimum of 17". Available with or without sled base.
F0275 | Chair, Swivel, High Back | 1 | VV | Highback contemporary swivel chair, 41" high X 23" wide X 23" deep with five (5) caster swivel base and arms. Chair may be used at desks or in conference rooms. Back and seat are foam padded and upholstered with either woven textile fabric or vinyl.
F0420 | Cabinet, Filing, Lateral, Half Height | 1 | VV | Half height two (2) or three (3) drawer lateral filing cabinet, 28" high X 42" wide X 18" deep with recessed handles, locking device and drawer label holders. Drawers are adaptable to either letter or legal size materials.
F2000 | Basket, Wastepaper, Fire Resistant | 1 | VV | Wastepaper basket, fire resistant, approximately 40 quart capacity. This unit is used to collect and temporarily store small quantities of paper refuse in patient rooms, administrative areas and nursing stations. Size and shape varies depending on the application and manufacturer selected.
F3200 | Clock, Battery, 12" Diameter | 1 | VV | Clock, 12" diameter. Round surface, easy to read numbers with sweep second hand. Wall mounted unit for use when impractical to install a fully synchronized clock system. Battery operated, (batteries not included).
M1801 | Computer, Microprocessing, w/Flat Panel Monitor | 1 | VV | Desk top microprocessing computer. The unit shall consist of a central processing mini tower, flat panel monitor, keyboard, mouse and speakers. The system shall have the following minimum characteristics: a 2.8 GHz Pentium processor; 512 MB memory; 80GB hard drive; 32/48x CD-ROMDVD combo; 1.44MB network interface card; video 32 MB NVIDIA; a 18 inch flat panel monitor. The computer is used throughout the facility to input, manipulate and retrieve information.
8 - SS203 - MH RCU Case Manager Office, Stff Sprt | 8 - SS203 - MH RCU Case Manager Office, Stff Sprt | 8 - SS203 - MH RCU Case Manager Office, Stff Sprt | 8 - SS203 - MH RCU Case Manager Office, Stff Sprt | 8 - SS203 - MH RCU Case Manager Office, Stff Sprt
JSN | NAME | QTY | ACQ/INS | DESCRIPTION
A1010 | Telecommunication Outlet | 2 | VV | Telecommunication outlet location.
A1015 | Telephone, Desk, Multiple Line | 1 | VV | Telephone, desk, multiple line.
A5145 | Hook, Garment, Double, SS, Surface Mounted | 2 | CC | A surface mounted, satin finish stainless steel, double garment hook. Equipped with a concealed mounting bracket that is secured to a concealed wall plate. For general purpose use throughout the facility to hang various items of apparel.
E0078 | Workstation, L-Shaped w/Peninsula, Free Std, 78x72 | 1 | VV | This section will provide a whole work station typical to quickly plan work areas in clinical or administrative spaces. There will be a price decrease if typical work stations are used with vertical hanging strips instead of panels. THIS TYPICAL INCLUDES: 4 standard solid panels; 2 panel connectors, 2-way corner; 1 panel-to-panel connector; 2 finished end hardware; 1 cantilevered work surface; 1 peninsula work surface; 2 lockable flipper units; 2 shelf, storage/display; 2 lights; 1 tack board, 48"W; 1 tool rail, 30"W; 1 paper tray; 1 diagonal tray; 1 adjustable keyboard tray; 1 mobile pedestal, box/file.
F0110 | Bookcase, 3 Shelf | 1 | VV | Freestanding open metal shelf book case, approximately 60" high X 36" wide X 18" deep with three (3) adjustable shelves and four (4) non-marking floor glides.
F0205 | Chair, Side With Arms | 2 | VV | Upholstered side chair, 32" high X 21" wide X 23" deep with arms, padded seats and padded backs. Seat height is a minimum of 17". Available with or without sled base.
F0275 | Chair, Swivel, High Back | 1 | VV | Highback contemporary swivel chair, 41" high X 23" wide X 23" deep with five (5) caster swivel base and arms. Chair may be used at desks or in conference rooms. Back and seat are foam padded and upholstered with either woven textile fabric or vinyl.
F0420 | Cabinet, Filing, Lateral, Half Height | 1 | VV | Half height two (2) or three (3) drawer lateral filing cabinet, 28" high X 42" wide X 18" deep with recessed handles, locking device and drawer label holders. Drawers are adaptable to either letter or legal size materials.
F2000 | Basket, Wastepaper, Fire Resistant | 1 | VV | Wastepaper basket, fire resistant, approximately 40 quart capacity. This unit is used to collect and temporarily store small quantities of paper refuse in patient rooms, administrative areas and nursing stations. Size and shape varies depending on the application and manufacturer selected.
F3200 | Clock, Battery, 12" Diameter | 1 | VV | Clock, 12" diameter. Round surface, easy to read numbers with sweep second hand. Wall mounted unit for use when impractical to install a fully synchronized clock system. Battery operated, (batteries not included).
M1801 | Computer, Microprocessing, w/Flat Panel Monitor | 1 | VV | Desk top microprocessing computer. The unit shall consist of a central processing mini tower, flat panel monitor, keyboard, mouse and speakers. The system shall have the following minimum characteristics: a 2.8 GHz Pentium processor; 512 MB memory; 80GB hard drive; 32/48x CD-ROMDVD combo; 1.44MB network interface card; video 32 MB NVIDIA; a 18 inch flat panel monitor. The computer is used throughout the facility to input, manipulate and retrieve information.
9 - SS203 - MH RCU Specialty Staff Office, Stff Sprt | 9 - SS203 - MH RCU Specialty Staff Office, Stff Sprt | 9 - SS203 - MH RCU Specialty Staff Office, Stff Sprt | 9 - SS203 - MH RCU Specialty Staff Office, Stff Sprt | 9 - SS203 - MH RCU Specialty Staff Office, Stff Sprt
JSN | NAME | QTY | ACQ/INS | DESCRIPTION
A1010 | Telecommunication Outlet | 2 | VV | Telecommunication outlet location.
A1015 | Telephone, Desk, Multiple Line | 1 | VV | Telephone, desk, multiple line.
A5145 | Hook, Garment, Double, SS, Surface Mounted | 2 | CC | A surface mounted, satin finish stainless steel, double garment hook. Equipped with a concealed mounting bracket that is secured to a concealed wall plate. For general purpose use throughout the facility to hang various items of apparel.
E0078 | Workstation, L-Shaped w/Peninsula, Free Std, 78x72 | 1 | VV | This section will provide a whole work station typical to quickly plan work areas in clinical or administrative spaces. There will be a price decrease if typical work stations are used with vertical hanging strips instead of panels. THIS TYPICAL INCLUDES: 4 standard solid panels; 2 panel connectors, 2-way corner; 1 panel-to-panel connector; 2 finished end hardware; 1 cantilevered work surface; 1 peninsula work surface; 2 lockable flipper units; 2 shelf, storage/display; 2 lights; 1 tack board, 48"W; 1 tool rail, 30"W; 1 paper tray; 1 diagonal tray; 1 adjustable keyboard tray; 1 mobile pedestal, box/file.
F0110 | Bookcase, 3 Shelf | 1 | VV | Freestanding open metal shelf book case, approximately 60" high X 36" wide X 18" deep with three (3) adjustable shelves and four (4) non-marking floor glides.
F0205 | Chair, Side With Arms | 2 | VV | Upholstered side chair, 32" high X 21" wide X 23" deep with arms, padded seats and padded backs. Seat height is a minimum of 17". Available with or without sled base.
F0275 | Chair, Swivel, High Back | 1 | VV | Highback contemporary swivel chair, 41" high X 23" wide X 23" deep with five (5) caster swivel base and arms. Chair may be used at desks or in conference rooms. Back and seat are foam padded and upholstered with either woven textile fabric or vinyl.
F0420 | Cabinet, Filing, Lateral, Half Height | 1 | VV | Half height two (2) or three (3) drawer lateral filing cabinet, 28" high X 42" wide X 18" deep with recessed handles, locking device and drawer label holders. Drawers are adaptable to either letter or legal size materials.
F2000 | Basket, Wastepaper, Fire Resistant | 1 | VV | Wastepaper basket, fire resistant, approximately 40 quart capacity. This unit is used to collect and temporarily store small quantities of paper refuse in patient rooms, administrative areas and nursing stations. Size and shape varies depending on the application and manufacturer selected.
F3200 | Clock, Battery, 12" Diameter | 1 | VV | Clock, 12" diameter. Round surface, easy to read numbers with sweep second hand. Wall mounted unit for use when impractical to install a fully synchronized clock system. Battery operated, (batteries not included).
M1801 | Computer, Microprocessing, w/Flat Panel Monitor | 1 | VV | Desk top microprocessing computer. The unit shall consist of a central processing mini tower, flat panel monitor, keyboard, mouse and speakers. The system shall have the following minimum characteristics: a 2.8 GHz Pentium processor; 512 MB memory; 80GB hard drive; 32/48x CD-ROMDVD combo; 1.44MB network interface card; video 32 MB NVIDIA; a 18 inch flat panel monitor. The computer is used throughout the facility to input, manipulate and retrieve information.
10 - SS218 - MH RCU Program Support Assistant Workstation, Stff Sprt | 10 - SS218 - MH RCU Program Support Assistant Workstation, Stff Sprt | 10 - SS218 - MH RCU Program Support Assistant Workstation, Stff Sprt | 10 - SS218 - MH RCU Program Support Assistant Workstation, Stff Sprt | 10 - SS218 - MH RCU Program Support Assistant Workstation, Stff Sprt
JSN | NAME | QTY | ACQ/INS | DESCRIPTION
A1010 | Telecommunication Outlet | 2 | VV | Telecommunication outlet location.
A1015 | Telephone, Desk, Multiple Line | 1 | VV | Telephone, desk, multiple line.
E0123 | Workstation, Straight, Free Standing, 72" W | 1 | VV | This JSN will provide a whole work station typical to quickly plan work in areas in clinical or administrative spaces. There will be a price decrease if typical work stations are used with vertical hanging strips instead of panels. THIS TYPICAL INCLUDES: 4 Standard Solid Panels 2 Panel Connectors, 2-Way Corner 1 Panel-to-Panel Connector 2 Finished End Hardware 1 Cantilevered, Work Surface 2 Lockable Flipper Units 2 Shelf, Storage/Displays 2 Lights 1 Tack board 1 Tool Rail 1 Paper Tray 1 Diagonal Tray 1 Adjustable Keyboard Tray 1 Mobile Pedestal, Box/File
F0275 | Chair, Swivel, High Back | 1 | VV | Highback contemporary swivel chair, 41" high X 23" wide X 23" deep with five (5) caster swivel base and arms. Chair may be used at desks or in conference rooms. Back and seat are foam padded and upholstered with either woven textile fabric or vinyl.
F0420 | Cabinet, Filing, Lateral, Half Height | 1 | VV | Half height two (2) or three (3) drawer lateral filing cabinet, 28" high X 42" wide X 18" deep with recessed handles, locking device and drawer label holders. Drawers are adaptable to either letter or legal size materials.
F2000 | Basket, Wastepaper, Fire Resistant | 1 | VV | Wastepaper basket, fire resistant, approximately 40 quart capacity. This unit is used to collect and temporarily store small quantities of paper refuse in patient rooms, administrative areas and nursing stations. Size and shape varies depending on the application and manufacturer selected.
M1801 | Computer, Microprocessing, w/Flat Panel Monitor | 1 | VV | Desk top microprocessing computer. The unit shall consist of a central processing mini tower, flat panel monitor, keyboard, mouse and speakers. The system shall have the following minimum characteristics: a 2.8 GHz Pentium processor; 512 MB memory; 80GB hard drive; 32/48x CD-ROMDVD combo; 1.44MB network interface card; video 32 MB NVIDIA; a 18 inch flat panel monitor. The computer is used throughout the facility to input, manipulate and retrieve information.
11 - SS218 - MH RCU Recreational Therapist Workstation, Stff Sprt | 11 - SS218 - MH RCU Recreational Therapist Workstation, Stff Sprt | 11 - SS218 - MH RCU Recreational Therapist Workstation, Stff Sprt | 11 - SS218 - MH RCU Recreational Therapist Workstation, Stff Sprt | 11 - SS218 - MH RCU Recreational Therapist Workstation, Stff Sprt
JSN | NAME | QTY | ACQ/INS | DESCRIPTION
A1010 | Telecommunication Outlet | 2 | VV | Telecommunication outlet location.
A1015 | Telephone, Desk, Multiple Line | 1 | VV | Telephone, desk, multiple line.
E0123 | Workstation, Straight, Free Standing, 72" W | 1 | VV | This JSN will provide a whole work station typical to quickly plan work in areas in clinical or administrative spaces. There will be a price decrease if typical work stations are used with vertical hanging strips instead of panels. THIS TYPICAL INCLUDES: 4 Standard Solid Panels 2 Panel Connectors, 2-Way Corner 1 Panel-to-Panel Connector 2 Finished End Hardware 1 Cantilevered, Work Surface 2 Lockable Flipper Units 2 Shelf, Storage/Displays 2 Lights 1 Tack board 1 Tool Rail 1 Paper Tray 1 Diagonal Tray 1 Adjustable Keyboard Tray 1 Mobile Pedestal, Box/File
F0275 | Chair, Swivel, High Back | 1 | VV | Highback contemporary swivel chair, 41" high X 23" wide X 23" deep with five (5) caster swivel base and arms. Chair may be used at desks or in conference rooms. Back and seat are foam padded and upholstered with either woven textile fabric or vinyl.
F0420 | Cabinet, Filing, Lateral, Half Height | 1 | VV | Half height two (2) or three (3) drawer lateral filing cabinet, 28" high X 42" wide X 18" deep with recessed handles, locking device and drawer label holders. Drawers are adaptable to either letter or legal size materials.
F2000 | Basket, Wastepaper, Fire Resistant | 1 | VV | Wastepaper basket, fire resistant, approximately 40 quart capacity. This unit is used to collect and temporarily store small quantities of paper refuse in patient rooms, administrative areas and nursing stations. Size and shape varies depending on the application and manufacturer selected.
M1801 | Computer, Microprocessing, w/Flat Panel Monitor | 1 | VV | Desk top microprocessing computer. The unit shall consist of a central processing mini tower, flat panel monitor, keyboard, mouse and speakers. The system shall have the following minimum characteristics: a 2.8 GHz Pentium processor; 512 MB memory; 80GB hard drive; 32/48x CD-ROMDVD combo; 1.44MB network interface card; video 32 MB NVIDIA; a 18 inch flat panel monitor. The computer is used throughout the facility to input, manipulate and retrieve information.
12 - SS262 - 16-Bed MH RCU Staff Breakroom, Stff Sprt | 12 - SS262 - 16-Bed MH RCU Staff Breakroom, Stff Sprt | 12 - SS262 - 16-Bed MH RCU Staff Breakroom, Stff Sprt | 12 - SS262 - 16-Bed MH RCU Staff Breakroom, Stff Sprt | 12 - SS262 - 16-Bed MH RCU Staff Breakroom, Stff Sprt
JSN | NAME | QTY | ACQ/INS | DESCRIPTION
A1010 | Telecommunication Outlet | 1 | VV | Telecommunication outlet location.
A1012 | Telephone, Wall Mounted, 1 Line | 1 | VV | Telephone, wall mounted, 1 line.
A1080 | Mirror, Posture, Wall Mounted | 1 | CC | Wall mounted posture mirror. Consists of a 1/4" plate glass in a sturdy corrosion resistant frame with water proof back. For educational and therapy programs.
A5075 | Dispenser, Soap, Disposable | 1 | VV | Disposable soap dispenser. One-handed dispensing operation. Designed to accommodate disposable soap cartridge and valve.
A5080 | Dispenser, Paper Towel, SS, Surface Mounted | 1 | CC | A surface mounted, satin finish stainless steel, single-fold, paper towel dispenser. Dispenser features: tumbler lock; front hinged at bottom; and refill indicator slot. Minimum capacity 400 single-fold paper towels. For general purpose use throughout the facility.
A5145 | Hook, Garment, Double, SS, Surface Mounted | 1 | CC | A surface mounted, satin finish stainless steel, double garment hook. Equipped with a concealed mounting bracket that is secured to a concealed wall plate. For general purpose use throughout the facility to hang various items of apparel.
A5210 | Bracket, Television, Wall Mounted, w/Adjust Arm | 1 | VV | Wall mounted television bracket with adjustable arm. Consists of movable arm with minimum 120 degree swivel. Designed for holding wall mounted, flat panel television units in patient rooms.
A5220 | Bracket, Television, Wall Backing | 1 | CC | Wall mounted television bracket backing which provides additional support and strength for the installation of the television bracket. Option available for interior or exterior plate and sized for 12” 16” or 24” stud spacing.
C02C0 | Cabinet, U/C/B, 1 Shelf, 1 Drawer, 1 DO, 36x24x22 | 1 | CC | Standing height under counter base cabinet with an adjustable shelf and a full width drawer above a solid right or left-hinged door (appropriate door hinge configuration to be indicated on equipment elevation drawings). Also referred to as a combination cabinet or a drawer and cupboard cabinet. For general purpose use throughout the facility.
C02D0 | Cabinet, U/C/B, 4 Drawer, 36x24x22 | 1 | CC | Standing height under counter base cabinet with four full width drawers of equal height. Also referred to as a drawer cabinet. For general purpose use throughout the facility.
C04P0 | Cabinet, Sink, U/C/B, 2 Door, 36x36x22 | 1 | CC | Standing height under counter base sink cabinet with solid hinged doors. Also referred to as a double-door sink cabinet. For general purpose use throughout the facility where a sink is to be used. Coordinate actual clear cabinet dimension with the actual outside dimension of sink that is specified to ensure that they are compatible.
CB020 | Cabinet, W/H, 2 Shelf, 1 DO, Sloping Top, 38x24x13 | 2 | CC | Wall hung cabinet with two adjustable shelves, solid right or left-hinged door (appropriate door hinge configuration to be indicated on equipment elevation drawings), and sloping top. Also referred to as a solid hinged single door case. For general purpose use throughout the facility.
CS010 | Sink, SS, Single Compartment, 7.5x12x12 ID | 1 | CC | Single compartment stainless steel sink, drop-in, self-rimming, ledge-type, connected with a drain and provided with a mixing faucet. It shall also be provided with pre-punched fixture holes on 4" center, integral back ledge to accommodate deck-mounted fixtures, brushed/polished interior and top surfaces, and sound deadened. Recommended for use in suspended or U/C/B sink cabinets having a high plastic laminate or Chemsurf laminate countertop/work surface. For general purpose use throughout the facility.
CT020 | Countertop, Solid Surface | 7 | CC | A solid, nonporous countertop with a smooth seamless appearance. Easy to clean and maintain and with proper cleaning does not support the growth of mold. An acrylic-based solid surface product. Standard thickness of 1", and a 4" butt backsplash/curb. Also referred to as a work surface or work top. Available in a choice of colors and depths. Used in lab and other hospital areas requiring optimum physical and chemical resisting properties.
F0225 | Chair, Dining Room | 4 | VV | Dining room chair with glides. Chair has straight legs with cushioned cloth or vinyl seat.
F0795 | Table, Dining | 1 | VV | Dining table. Round 42" diameter or square 42" X 42". Used in dining facilities and can comfortably seat up to four (4) persons.
F2015 | Basket, Wastepaper, Metal/Plastic,2 Swinging Doors | 1 | VV | Metal receptacle for soiled / used towels or waste. Equipped with a removable tapered top with two independently operating self-closing, spring hinged doors. Used in public facilities for the collection and temporary storage of refuse.
F3065 | Whiteboard/Bulletin Board, Combination | 1 | VV | A combination whiteboard and bulletin board, half LCS and half cork. Available with either aluminum or wood frame. It can be used in patient rooms or in any appropriate space in the facility.
F3200 | Clock, Battery, 12" Diameter | 1 | VV | Clock, 12" diameter. Round surface, easy to read numbers with sweep second hand. Wall mounted unit for use when impractical to install a fully synchronized clock system. Battery operated, (batteries not included).
K1552 | Brewer, Coffee, Auto, Elect, 3 Burner, Front/Back | 1 | VV | Space saving front to back automatic coffee maker. This unit includes a heating tank, connection for a cold water supply, decanter service with three burners, funnel and a water flow controller. The unit is used for semi-automatic coffee brewing in cafeterias and commercial institutions. The unit automatically shuts off the water flow when enough has passed through to fill the pot. The unit is normally provided plumbed with a hot water faucet to the side for making other hot drinks (tea, cider, cocoa, etc.). The database height dimension does not include the clearance for coffee decanters warming on the upper burners.
K4665 | Oven, Microwave, Consumer | 1 | VV | Counter mounted microwave oven for average duty use. The exterior cabinet can be metal or heavy duty impact resistant plastic. The oven delivers instant energy for rapid heating, defrosting or prime cooking. The oven has touch pad controls, digital timer, power level selector and preprogrammed selectors for commonly cooked items. This oven is commonly found in staff lounges.
M0515 | Television, HD, 40" Class | 1 | VV | High definition (HDTV) multimedia flat panel LED 40" class display television. The TV will have a 16:9 wide screen aspect ratio, minimum of 1920 x 1080 display resolution, digital tuner, minimum refresh rate of 60Hz, minimum of two HDMI ports and 1 USB port ENERGY STAR certified.
R7250 | Refrigerator/Freezer, 20 Cubic Feet | 1 | VV | Refrigerator/freezer unit. This type unit includes a food saver system that helps keep food fresher. It also includes roll out wheels and is equipped for an optional automatic icemaker. This unit is of commercial or residential design and use.
13 - SS262 - 20-Bed MH RCU Staff Breakroom, Stff Sprt | 13 - SS262 - 20-Bed MH RCU Staff Breakroom, Stff Sprt | 13 - SS262 - 20-Bed MH RCU Staff Breakroom, Stff Sprt | 13 - SS262 - 20-Bed MH RCU Staff Breakroom, Stff Sprt | 13 - SS262 - 20-Bed MH RCU Staff Breakroom, Stff Sprt
JSN | NAME | QTY | ACQ/INS | DESCRIPTION
A1010 | Telecommunication Outlet | 1 | VV | Telecommunication outlet location.
A1012 | Telephone, Wall Mounted, 1 Line | 1 | VV | Telephone, wall mounted, 1 line.
A1080 | Mirror, Posture, Wall Mounted | 1 | CC | Wall mounted posture mirror. Consists of a 1/4" plate glass in a sturdy corrosion resistant frame with water proof back. For educational and therapy programs.
A5075 | Dispenser, Soap, Disposable | 1 | VV | Disposable soap dispenser. One-handed dispensing operation. Designed to accommodate disposable soap cartridge and valve.
A5080 | Dispenser, Paper Towel, SS, Surface Mounted | 1 | CC | A surface mounted, satin finish stainless steel, single-fold, paper towel dispenser. Dispenser features: tumbler lock; front hinged at bottom; and refill indicator slot. Minimum capacity 400 single-fold paper towels. For general purpose use throughout the facility.
A5145 | Hook, Garment, Double, SS, Surface Mounted | 1 | CC | A surface mounted, satin finish stainless steel, double garment hook. Equipped with a concealed mounting bracket that is secured to a concealed wall plate. For general purpose use throughout the facility to hang various items of apparel.
A5210 | Bracket, Television, Wall Mounted, w/Adjust Arm | 1 | VV | Wall mounted television bracket with adjustable arm. Consists of movable arm with minimum 120 degree swivel. Designed for holding wall mounted, flat panel television units in patient rooms.
A5220 | Bracket, Television, Wall Backing | 1 | CC | Wall mounted television bracket backing which provides additional support and strength for the installation of the television bracket. Option available for interior or exterior plate and sized for 12” 16” or 24” stud spacing.
C02C0 | Cabinet, U/C/B, 1 Shelf, 1 Drawer, 1 DO, 36x24x22 | 1 | CC | Standing height under counter base cabinet with an adjustable shelf and a full width drawer above a solid right or left-hinged door (appropriate door hinge configuration to be indicated on equipment elevation drawings). Also referred to as a combination cabinet or a drawer and cupboard cabinet. For general purpose use throughout the facility.
C02D0 | Cabinet, U/C/B, 4 Drawer, 36x24x22 | 1 | CC | Standing height under counter base cabinet with four full width drawers of equal height. Also referred to as a drawer cabinet. For general purpose use throughout the facility.
C04P0 | Cabinet, Sink, U/C/B, 2 Door, 36x36x22 | 1 | CC | Standing height under counter base sink cabinet with solid hinged doors. Also referred to as a double-door sink cabinet. For general purpose use throughout the facility where a sink is to be used. Coordinate actual clear cabinet dimension with the actual outside dimension of sink that is specified to ensure that they are compatible.
CB020 | Cabinet, W/H, 2 Shelf, 1 DO, Sloping Top, 38x24x13 | 2 | CC | Wall hung cabinet with two adjustable shelves, solid right or left-hinged door (appropriate door hinge configuration to be indicated on equipment elevation drawings), and sloping top. Also referred to as a solid hinged single door case. For general purpose use throughout the facility.
CS010 | Sink, SS, Single Compartment, 7.5x12x12 ID | 1 | CC | Single compartment stainless steel sink, drop-in, self-rimming, ledge-type, connected with a drain and provided with a mixing faucet. It shall also be provided with pre-punched fixture holes on 4" center, integral back ledge to accommodate deck-mounted fixtures, brushed/polished interior and top surfaces, and sound deadened. Recommended for use in suspended or U/C/B sink cabinets having a high plastic laminate or Chemsurf laminate countertop/work surface. For general purpose use throughout the facility.
CT020 | Countertop, Solid Surface | 7 | CC | A solid, nonporous countertop with a smooth seamless appearance. Easy to clean and maintain and with proper cleaning does not support the growth of mold. An acrylic-based solid surface product. Standard thickness of 1", and a 4" butt backsplash/curb. Also referred to as a work surface or work top. Available in a choice of colors and depths. Used in lab and other hospital areas requiring optimum physical and chemical resisting properties.
F0225 | Chair, Dining Room | 4 | VV | Dining room chair with glides. Chair has straight legs with cushioned cloth or vinyl seat.
F0795 | Table, Dining | 1 | VV | Dining table. Round 42" diameter or square 42" X 42". Used in dining facilities and can comfortably seat up to four (4) persons.
F2015 | Basket, Wastepaper, Metal/Plastic,2 Swinging Doors | 1 | VV | Metal receptacle for soiled / used towels or waste. Equipped with a removable tapered top with two independently operating self-closing, spring hinged doors. Used in public facilities for the collection and temporary storage of refuse.
F3065 | Whiteboard/Bulletin Board, Combination | 1 | VV | A combination whiteboard and bulletin board, half LCS and half cork. Available with either aluminum or wood frame. It can be used in patient rooms or in any appropriate space in the facility.
F3200 | Clock, Battery, 12" Diameter | 1 | VV | Clock, 12" diameter. Round surface, easy to read numbers with sweep second hand. Wall mounted unit for use when impractical to install a fully synchronized clock system. Battery operated, (batteries not included).
K1552 | Brewer, Coffee, Auto, Elect, 3 Burner, Front/Back | 1 | VV | Space saving front to back automatic coffee maker. This unit includes a heating tank, connection for a cold water supply, decanter service with three burners, funnel and a water flow controller. The unit is used for semi-automatic coffee brewing in cafeterias and commercial institutions. The unit automatically shuts off the water flow when enough has passed through to fill the pot. The unit is normally provided plumbed with a hot water faucet to the side for making other hot drinks (tea, cider, cocoa, etc.). The database height dimension does not include the clearance for coffee decanters warming on the upper burners.
K4665 | Oven, Microwave, Consumer | 1 | VV | Counter mounted microwave oven for average duty use. The exterior cabinet can be metal or heavy duty impact resistant plastic. The oven delivers instant energy for rapid heating, defrosting or prime cooking. The oven has touch pad controls, digital timer, power level selector and preprogrammed selectors for commonly cooked items. This oven is commonly found in staff lounges.
M0515 | Television, HD, 40" Class | 1 | VV | High definition (HDTV) multimedia flat panel LED 40" class display television. The TV will have a 16:9 wide screen aspect ratio, minimum of 1920 x 1080 display resolution, digital tuner, minimum refresh rate of 60Hz, minimum of two HDMI ports and 1 USB port ENERGY STAR certified.
R7250 | Refrigerator/Freezer, 20 Cubic Feet | 1 | VV | Refrigerator/freezer unit. This type unit includes a food saver system that helps keep food fresher. It also includes roll out wheels and is equipped for an optional automatic icemaker. This unit is of commercial or residential design and use.
14 - SS262 - 24-Bed MH RCU Staff Breakroom, Stff Sprt | 14 - SS262 - 24-Bed MH RCU Staff Breakroom, Stff Sprt | 14 - SS262 - 24-Bed MH RCU Staff Breakroom, Stff Sprt | 14 - SS262 - 24-Bed MH RCU Staff Breakroom, Stff Sprt | 14 - SS262 - 24-Bed MH RCU Staff Breakroom, Stff Sprt
JSN | NAME | QTY | ACQ/INS | DESCRIPTION
A1010 | Telecommunication Outlet | 1 | VV | Telecommunication outlet location.
A1012 | Telephone, Wall Mounted, 1 Line | 1 | VV | Telephone, wall mounted, 1 line.
A1080 | Mirror, Posture, Wall Mounted | 1 | CC | Wall mounted posture mirror. Consists of a 1/4" plate glass in a sturdy corrosion resistant frame with water proof back. For educational and therapy programs.
A5075 | Dispenser, Soap, Disposable | 1 | VV | Disposable soap dispenser. One-handed dispensing operation. Designed to accommodate disposable soap cartridge and valve.
A5080 | Dispenser, Paper Towel, SS, Surface Mounted | 1 | CC | A surface mounted, satin finish stainless steel, single-fold, paper towel dispenser. Dispenser features: tumbler lock; front hinged at bottom; and refill indicator slot. Minimum capacity 400 single-fold paper towels. For general purpose use throughout the facility.
A5145 | Hook, Garment, Double, SS, Surface Mounted | 1 | CC | A surface mounted, satin finish stainless steel, double garment hook. Equipped with a concealed mounting bracket that is secured to a concealed wall plate. For general purpose use throughout the facility to hang various items of apparel.
A5210 | Bracket, Television, Wall Mounted, w/Adjust Arm | 1 | VV | Wall mounted television bracket with adjustable arm. Consists of movable arm with minimum 120 degree swivel. Designed for holding wall mounted, flat panel television units in patient rooms.
A5220 | Bracket, Television, Wall Backing | 1 | CC | Wall mounted television bracket backing which provides additional support and strength for the installation of the television bracket. Option available for interior or exterior plate and sized for 12” 16” or 24” stud spacing.
C02C0 | Cabinet, U/C/B, 1 Shelf, 1 Drawer, 1 DO, 36x24x22 | 1 | CC | Standing height under counter base cabinet with an adjustable shelf and a full width drawer above a solid right or left-hinged door (appropriate door hinge configuration to be indicated on equipment elevation drawings). Also referred to as a combination cabinet or a drawer and cupboard cabinet. For general purpose use throughout the facility.
C02D0 | Cabinet, U/C/B, 4 Drawer, 36x24x22 | 1 | CC | Standing height under counter base cabinet with four full width drawers of equal height. Also referred to as a drawer cabinet. For general purpose use throughout the facility.
C04P0 | Cabinet, Sink, U/C/B, 2 Door, 36x36x22 | 1 | CC | Standing height under counter base sink cabinet with solid hinged doors. Also referred to as a double-door sink cabinet. For general purpose use throughout the facility where a sink is to be used. Coordinate actual clear cabinet dimension with the actual outside dimension of sink that is specified to ensure that they are compatible.
CB020 | Cabinet, W/H, 2 Shelf, 1 DO, Sloping Top, 38x24x13 | 2 | CC | Wall hung cabinet with two adjustable shelves, solid right or left-hinged door (appropriate door hinge configuration to be indicated on equipment elevation drawings), and sloping top. Also referred to as a solid hinged single door case. For general purpose use throughout the facility.
CS010 | Sink, SS, Single Compartment, 7.5x12x12 ID | 1 | CC | Single compartment stainless steel sink, drop-in, self-rimming, ledge-type, connected with a drain and provided with a mixing faucet. It shall also be provided with pre-punched fixture holes on 4" center, integral back ledge to accommodate deck-mounted fixtures, brushed/polished interior and top surfaces, and sound deadened. Recommended for use in suspended or U/C/B sink cabinets having a high plastic laminate or Chemsurf laminate countertop/work surface. For general purpose use throughout the facility.
CT020 | Countertop, Solid Surface | 7 | CC | A solid, nonporous countertop with a smooth seamless appearance. Easy to clean and maintain and with proper cleaning does not support the growth of mold. An acrylic-based solid surface product. Standard thickness of 1", and a 4" butt backsplash/curb. Also referred to as a work surface or work top. Available in a choice of colors and depths. Used in lab and other hospital areas requiring optimum physical and chemical resisting properties.
F0225 | Chair, Dining Room | 4 | VV | Dining room chair with glides. Chair has straight legs with cushioned cloth or vinyl seat.
F0795 | Table, Dining | 1 | VV | Dining table. Round 42" diameter or square 42" X 42". Used in dining facilities and can comfortably seat up to four (4) persons.
F2015 | Basket, Wastepaper, Metal/Plastic,2 Swinging Doors | 1 | VV | Metal receptacle for soiled / used towels or waste. Equipped with a removable tapered top with two independently operating self-closing, spring hinged doors. Used in public facilities for the collection and temporary storage of refuse.
F3065 | Whiteboard/Bulletin Board, Combination | 1 | VV | A combination whiteboard and bulletin board, half LCS and half cork. Available with either aluminum or wood frame. It can be used in patient rooms or in any appropriate space in the facility.
F3200 | Clock, Battery, 12" Diameter | 1 | VV | Clock, 12" diameter. Round surface, easy to read numbers with sweep second hand. Wall mounted unit for use when impractical to install a fully synchronized clock system. Battery operated, (batteries not included).
K1552 | Brewer, Coffee, Auto, Elect, 3 Burner, Front/Back | 1 | VV | Space saving front to back automatic coffee maker. This unit includes a heating tank, connection for a cold water supply, decanter service with three burners, funnel and a water flow controller. The unit is used for semi-automatic coffee brewing in cafeterias and commercial institutions. The unit automatically shuts off the water flow when enough has passed through to fill the pot. The unit is normally provided plumbed with a hot water faucet to the side for making other hot drinks (tea, cider, cocoa, etc.). The database height dimension does not include the clearance for coffee decanters warming on the upper burners.
K4665 | Oven, Microwave, Consumer | 1 | VV | Counter mounted microwave oven for average duty use. The exterior cabinet can be metal or heavy duty impact resistant plastic. The oven delivers instant energy for rapid heating, defrosting or prime cooking. The oven has touch pad controls, digital timer, power level selector and preprogrammed selectors for commonly cooked items. This oven is commonly found in staff lounges.
M0515 | Television, HD, 40" Class | 1 | VV | High definition (HDTV) multimedia flat panel LED 40" class display television. The TV will have a 16:9 wide screen aspect ratio, minimum of 1920 x 1080 display resolution, digital tuner, minimum refresh rate of 60Hz, minimum of two HDMI ports and 1 USB port ENERGY STAR certified.
R7250 | Refrigerator/Freezer, 20 Cubic Feet | 1 | VV | Refrigerator/freezer unit. This type unit includes a food saver system that helps keep food fresher. It also includes roll out wheels and is equipped for an optional automatic icemaker. This unit is of commercial or residential design and use.
15 - SS262 - 28-Bed MH RCU Staff Breakroom, Stff Sprt | 15 - SS262 - 28-Bed MH RCU Staff Breakroom, Stff Sprt | 15 - SS262 - 28-Bed MH RCU Staff Breakroom, Stff Sprt | 15 - SS262 - 28-Bed MH RCU Staff Breakroom, Stff Sprt | 15 - SS262 - 28-Bed MH RCU Staff Breakroom, Stff Sprt
JSN | NAME | QTY | ACQ/INS | DESCRIPTION
A1010 | Telecommunication Outlet | 1 | VV | Telecommunication outlet location.
A1012 | Telephone, Wall Mounted, 1 Line | 1 | VV | Telephone, wall mounted, 1 line.
A1080 | Mirror, Posture, Wall Mounted | 1 | CC | Wall mounted posture mirror. Consists of a 1/4" plate glass in a sturdy corrosion resistant frame with water proof back. For educational and therapy programs.
A5075 | Dispenser, Soap, Disposable | 1 | VV | Disposable soap dispenser. One-handed dispensing operation. Designed to accommodate disposable soap cartridge and valve.
A5080 | Dispenser, Paper Towel, SS, Surface Mounted | 1 | CC | A surface mounted, satin finish stainless steel, single-fold, paper towel dispenser. Dispenser features: tumbler lock; front hinged at bottom; and refill indicator slot. Minimum capacity 400 single-fold paper towels. For general purpose use throughout the facility.
A5145 | Hook, Garment, Double, SS, Surface Mounted | 1 | CC | A surface mounted, satin finish stainless steel, double garment hook. Equipped with a concealed mounting bracket that is secured to a concealed wall plate. For general purpose use throughout the facility to hang various items of apparel.
A5210 | Bracket, Television, Wall Mounted, w/Adjust Arm | 1 | VV | Wall mounted television bracket with adjustable arm. Consists of movable arm with minimum 120 degree swivel. Designed for holding wall mounted, flat panel television units in patient rooms.
A5220 | Bracket, Television, Wall Backing | 1 | CC | Wall mounted television bracket backing which provides additional support and strength for the installation of the television bracket. Option available for interior or exterior plate and sized for 12” 16” or 24” stud spacing.
C02C0 | Cabinet, U/C/B, 1 Shelf, 1 Drawer, 1 DO, 36x24x22 | 1 | CC | Standing height under counter base cabinet with an adjustable shelf and a full width drawer above a solid right or left-hinged door (appropriate door hinge configuration to be indicated on equipment elevation drawings). Also referred to as a combination cabinet or a drawer and cupboard cabinet. For general purpose use throughout the facility.
C02D0 | Cabinet, U/C/B, 4 Drawer, 36x24x22 | 1 | CC | Standing height under counter base cabinet with four full width drawers of equal height. Also referred to as a drawer cabinet. For general purpose use throughout the facility.
C04P0 | Cabinet, Sink, U/C/B, 2 Door, 36x36x22 | 1 | CC | Standing height under counter base sink cabinet with solid hinged doors. Also referred to as a double-door sink cabinet. For general purpose use throughout the facility where a sink is to be used. Coordinate actual clear cabinet dimension with the actual outside dimension of sink that is specified to ensure that they are compatible.
CB020 | Cabinet, W/H, 2 Shelf, 1 DO, Sloping Top, 38x24x13 | 2 | CC | Wall hung cabinet with two adjustable shelves, solid right or left-hinged door (appropriate door hinge configuration to be indicated on equipment elevation drawings), and sloping top. Also referred to as a solid hinged single door case. For general purpose use throughout the facility.
CS010 | Sink, SS, Single Compartment, 7.5x12x12 ID | 1 | CC | Single compartment stainless steel sink, drop-in, self-rimming, ledge-type, connected with a drain and provided with a mixing faucet. It shall also be provided with pre-punched fixture holes on 4" center, integral back ledge to accommodate deck-mounted fixtures, brushed/polished interior and top surfaces, and sound deadened. Recommended for use in suspended or U/C/B sink cabinets having a high plastic laminate or Chemsurf laminate countertop/work surface. For general purpose use throughout the facility.
CT020 | Countertop, Solid Surface | 7 | CC | A solid, nonporous countertop with a smooth seamless appearance. Easy to clean and maintain and with proper cleaning does not support the growth of mold. An acrylic-based solid surface product. Standard thickness of 1", and a 4" butt backsplash/curb. Also referred to as a work surface or work top. Available in a choice of colors and depths. Used in lab and other hospital areas requiring optimum physical and chemical resisting properties.
F0225 | Chair, Dining Room | 4 | VV | Dining room chair with glides. Chair has straight legs with cushioned cloth or vinyl seat.
F0795 | Table, Dining | 1 | VV | Dining table. Round 42" diameter or square 42" X 42". Used in dining facilities and can comfortably seat up to four (4) persons.
F2015 | Basket, Wastepaper, Metal/Plastic,2 Swinging Doors | 1 | VV | Metal receptacle for soiled / used towels or waste. Equipped with a removable tapered top with two independently operating self-closing, spring hinged doors. Used in public facilities for the collection and temporary storage of refuse.
F3065 | Whiteboard/Bulletin Board, Combination | 1 | VV | A combination whiteboard and bulletin board, half LCS and half cork. Available with either aluminum or wood frame. It can be used in patient rooms or in any appropriate space in the facility.
F3200 | Clock, Battery, 12" Diameter | 1 | VV | Clock, 12" diameter. Round surface, easy to read numbers with sweep second hand. Wall mounted unit for use when impractical to install a fully synchronized clock system. Battery operated, (batteries not included).
K1552 | Brewer, Coffee, Auto, Elect, 3 Burner, Front/Back | 1 | VV | Space saving front to back automatic coffee maker. This unit includes a heating tank, connection for a cold water supply, decanter service with three burners, funnel and a water flow controller. The unit is used for semi-automatic coffee brewing in cafeterias and commercial institutions. The unit automatically shuts off the water flow when enough has passed through to fill the pot. The unit is normally provided plumbed with a hot water faucet to the side for making other hot drinks (tea, cider, cocoa, etc.). The database height dimension does not include the clearance for coffee decanters warming on the upper burners.
K4665 | Oven, Microwave, Consumer | 1 | VV | Counter mounted microwave oven for average duty use. The exterior cabinet can be metal or heavy duty impact resistant plastic. The oven delivers instant energy for rapid heating, defrosting or prime cooking. The oven has touch pad controls, digital timer, power level selector and preprogrammed selectors for commonly cooked items. This oven is commonly found in staff lounges.
M0515 | Television, HD, 40" Class | 1 | VV | High definition (HDTV) multimedia flat panel LED 40" class display television. The TV will have a 16:9 wide screen aspect ratio, minimum of 1920 x 1080 display resolution, digital tuner, minimum refresh rate of 60Hz, minimum of two HDMI ports and 1 USB port ENERGY STAR certified.
R7250 | Refrigerator/Freezer, 20 Cubic Feet | 1 | VV | Refrigerator/freezer unit. This type unit includes a food saver system that helps keep food fresher. It also includes roll out wheels and is equipped for an optional automatic icemaker. This unit is of commercial or residential design and use.
16 - SS282 - 16-Bed MH RCU Staff Locker Room, Stff Sprt | 16 - SS282 - 16-Bed MH RCU Staff Locker Room, Stff Sprt | 16 - SS282 - 16-Bed MH RCU Staff Locker Room, Stff Sprt | 16 - SS282 - 16-Bed MH RCU Staff Locker Room, Stff Sprt | 16 - SS282 - 16-Bed MH RCU Staff Locker Room, Stff Sprt
JSN | NAME | QTY | ACQ/INS | DESCRIPTION
A1010 | Telecommunication Outlet | 1 | VV | Telecommunication outlet location.
A1012 | Telephone, Wall Mounted, 1 Line | 1 | VV | Telephone, wall mounted, 1 line.
A1030 | Locker, 2 Person, Over/Under | 8 | VV | Two person locker, double tier, 72Hx12Wx18D. This unit includes hooks for coats and hats. Door equipped with safety guard handles. Designed for storage of coats, hats, and other personal belongings. Other width and depths are available.
A1080 | Mirror, Posture, Wall Mounted | 1 | CC | Wall mounted posture mirror. Consists of a 1/4" plate glass in a sturdy corrosion resistant frame with water proof back. For educational and therapy programs.
A5020 | Bench, Locker Room, Floor Mounted | 1 | CC | Locker room bench. Floor mounting -1-1/4" thick. Benches are sanded smooth with two coats of moisture-resistant sealer to ensure a protective, satin gloss surface, and mounted on strong steel pedestal anchored to the floor. Over all height of 18" includes pedestal. Size as required.
F2000 | Basket, Wastepaper, Fire Resistant | 1 | VV | Wastepaper basket, fire resistant, approximately 40 quart capacity. This unit is used to collect and temporarily store small quantities of paper refuse in patient rooms, administrative areas and nursing stations. Size and shape varies depending on the application and manufacturer selected.
F3200 | Clock, Battery, 12" Diameter | 1 | VV | Clock, 12" diameter. Round surface, easy to read numbers with sweep second hand. Wall mounted unit for use when impractical to install a fully synchronized clock system. Battery operated, (batteries not included).
17 - SS282 - 20-Bed MH RCU Staff Locker Room, Stff Sprt | 17 - SS282 - 20-Bed MH RCU Staff Locker Room, Stff Sprt | 17 - SS282 - 20-Bed MH RCU Staff Locker Room, Stff Sprt | 17 - SS282 - 20-Bed MH RCU Staff Locker Room, Stff Sprt | 17 - SS282 - 20-Bed MH RCU Staff Locker Room, Stff Sprt
JSN | NAME | QTY | ACQ/INS | DESCRIPTION
A1010 | Telecommunication Outlet | 1 | VV | Telecommunication outlet location.
A1012 | Telephone, Wall Mounted, 1 Line | 1 | VV | Telephone, wall mounted, 1 line.
A1030 | Locker, 2 Person, Over/Under | 8 | VV | Two person locker, double tier, 72Hx12Wx18D. This unit includes hooks for coats and hats. Door equipped with safety guard handles. Designed for storage of coats, hats, and other personal belongings. Other width and depths are available.
A1080 | Mirror, Posture, Wall Mounted | 1 | CC | Wall mounted posture mirror. Consists of a 1/4" plate glass in a sturdy corrosion resistant frame with water proof back. For educational and therapy programs.
A5020 | Bench, Locker Room, Floor Mounted | 1 | CC | Locker room bench. Floor mounting -1-1/4" thick. Benches are sanded smooth with two coats of moisture-resistant sealer to ensure a protective, satin gloss surface, and mounted on strong steel pedestal anchored to the floor. Over all height of 18" includes pedestal. Size as required.
F2000 | Basket, Wastepaper, Fire Resistant | 1 | VV | Wastepaper basket, fire resistant, approximately 40 quart capacity. This unit is used to collect and temporarily store small quantities of paper refuse in patient rooms, administrative areas and nursing stations. Size and shape varies depending on the application and manufacturer selected.
F3200 | Clock, Battery, 12" Diameter | 1 | VV | Clock, 12" diameter. Round surface, easy to read numbers with sweep second hand. Wall mounted unit for use when impractical to install a fully synchronized clock system. Battery operated, (batteries not included).
18 - SS282 - 24-Bed MH RCU Staff Locker Room, Stff Sprt | 18 - SS282 - 24-Bed MH RCU Staff Locker Room, Stff Sprt | 18 - SS282 - 24-Bed MH RCU Staff Locker Room, Stff Sprt | 18 - SS282 - 24-Bed MH RCU Staff Locker Room, Stff Sprt | 18 - SS282 - 24-Bed MH RCU Staff Locker Room, Stff Sprt
JSN | NAME | QTY | ACQ/INS | DESCRIPTION
A1010 | Telecommunication Outlet | 1 | VV | Telecommunication outlet location.
A1012 | Telephone, Wall Mounted, 1 Line | 1 | VV | Telephone, wall mounted, 1 line.
A1030 | Locker, 2 Person, Over/Under | 8 | VV | Two person locker, double tier, 72Hx12Wx18D. This unit includes hooks for coats and hats. Door equipped with safety guard handles. Designed for storage of coats, hats, and other personal belongings. Other width and depths are available.
A1080 | Mirror, Posture, Wall Mounted | 1 | CC | Wall mounted posture mirror. Consists of a 1/4" plate glass in a sturdy corrosion resistant frame with water proof back. For educational and therapy programs.
A5020 | Bench, Locker Room, Floor Mounted | 1 | CC | Locker room bench. Floor mounting -1-1/4" thick. Benches are sanded smooth with two coats of moisture-resistant sealer to ensure a protective, satin gloss surface, and mounted on strong steel pedestal anchored to the floor. Over all height of 18" includes pedestal. Size as required.
F2000 | Basket, Wastepaper, Fire Resistant | 1 | VV | Wastepaper basket, fire resistant, approximately 40 quart capacity. This unit is used to collect and temporarily store small quantities of paper refuse in patient rooms, administrative areas and nursing stations. Size and shape varies depending on the application and manufacturer selected.
F3200 | Clock, Battery, 12" Diameter | 1 | VV | Clock, 12" diameter. Round surface, easy to read numbers with sweep second hand. Wall mounted unit for use when impractical to install a fully synchronized clock system. Battery operated, (batteries not included).
19 - SS282 - 28-Bed MH RCU Staff Locker Room, Stff Sprt | 19 - SS282 - 28-Bed MH RCU Staff Locker Room, Stff Sprt | 19 - SS282 - 28-Bed MH RCU Staff Locker Room, Stff Sprt | 19 - SS282 - 28-Bed MH RCU Staff Locker Room, Stff Sprt | 19 - SS282 - 28-Bed MH RCU Staff Locker Room, Stff Sprt
JSN | NAME | QTY | ACQ/INS | DESCRIPTION
A1010 | Telecommunication Outlet | 1 | VV | Telecommunication outlet location.
A1012 | Telephone, Wall Mounted, 1 Line | 1 | VV | Telephone, wall mounted, 1 line.
A1030 | Locker, 2 Person, Over/Under | 8 | VV | Two person locker, double tier, 72Hx12Wx18D. This unit includes hooks for coats and hats. Door equipped with safety guard handles. Designed for storage of coats, hats, and other personal belongings. Other width and depths are available.
A1080 | Mirror, Posture, Wall Mounted | 1 | CC | Wall mounted posture mirror. Consists of a 1/4" plate glass in a sturdy corrosion resistant frame with water proof back. For educational and therapy programs.
A5020 | Bench, Locker Room, Floor Mounted | 1 | CC | Locker room bench. Floor mounting -1-1/4" thick. Benches are sanded smooth with two coats of moisture-resistant sealer to ensure a protective, satin gloss surface, and mounted on strong steel pedestal anchored to the floor. Over all height of 18" includes pedestal. Size as required.
F2000 | Basket, Wastepaper, Fire Resistant | 1 | VV | Wastepaper basket, fire resistant, approximately 40 quart capacity. This unit is used to collect and temporarily store small quantities of paper refuse in patient rooms, administrative areas and nursing stations. Size and shape varies depending on the application and manufacturer selected.
F3200 | Clock, Battery, 12" Diameter | 1 | VV | Clock, 12" diameter. Round surface, easy to read numbers with sweep second hand. Wall mounted unit for use when impractical to install a fully synchronized clock system. Battery operated, (batteries not included).
20 - SB191 - MH RCU Staff Toilet, Bldg Sprt | 20 - SB191 - MH RCU Staff Toilet, Bldg Sprt | 20 - SB191 - MH RCU Staff Toilet, Bldg Sprt | 20 - SB191 - MH RCU Staff Toilet, Bldg Sprt | 20 - SB191 - MH RCU Staff Toilet, Bldg Sprt
JSN | NAME | QTY | ACQ/INS | DESCRIPTION
A1067 | Mirror, Float Glass, ADA Accessible | 1 | CC | A high quality 1/4" polished float glass mirror with a stainless steel frame. Frame holds mirror in a tilted position for accessibility and compliance with ADA requirements. Mirror has a galvanized steel back secured to frame with concealed screws with integral horizontal hanging brackets. Mirror shall be approximately 18" wide and 36" high. Other sizes are available.
A4995 | Table, Diaper Changing, Wall Mounted | 1 | CC | Wall mounted diaper changing table for use in public restrooms. Unit is a fold down system that folds upward when not in use for minimal intrusion into the room. Changing surface is contoured and has safety belt to insure that an infant will not fall from the table. Table is designed to hold no less than 250 pounds static weight. Closed dimensions are approximately 21" H x 36" W x 5" D. Open dimensions vary according to style. One system's open dimensions are 15 " high, 32" wide and 19" deep.
A5075 | Dispenser, Soap, Disposable | 1 | VV | Disposable soap dispenser. One-handed dispensing operation. Designed to accommodate disposable soap cartridge and valve.
A5082 | Dispenser, Paper Towel, Sensor, Hands Free | 1 | CC | A surface mounted, sensor activated, automatic, roll paper towel dispenser. The unit dispenses a paper towel automatically only when hands are place in position below the dispenser for maximum sanitation and hygiene. May include adjustable settings for sheet length, time delay, and sensor range. Unit is battery operated or with optional AC power adapter.
A5090 | Disposal, Sanitary Napkin, SS, Surface Mounted | 1 | CC | A surface mounted, satin finish stainless steel, sanitary napkin disposal. Disposal features a flip-up cover, secured to the container by a heavy duty stainless steel piano-hinge. Disposal may be secured to wall or toilet partition. For general purpose use in female toilet stalls or rooms and uni-sex toilet rooms.
A5109 | Grab Bar, 1-1/4" Dia., SS, 2 Wall, W/C Accessible | 1 | CC | A 1-1/4" diameter, satin finish stainless steel, peened gripping surface, 2 wall toilet stall/ room, grab bar with concealed mounting flanges. Snap over flanges are provided to conceal mounting screws. A selection of mounting kits and concealed anchor devices are available from the manufacturers for different types of installations. Grab bar shall comply with barrier-free accessibility guidelines for structural strength. For typical water closet applications in toilet stalls and rooms where ADA (American's With Disabilities Act) requirements must be met.
A5145 | Hook, Garment, Double, SS, Surface Mounted | 1 | CC | A surface mounted, satin finish stainless steel, double garment hook. Equipped with a concealed mounting bracket that is secured to a concealed wall plate. For general purpose use throughout the facility to hang various items of apparel.
A5200 | Dispenser, Toilet Tissue, SS, 2-Roll, Surface Mntd | 1 | CC | A concealed surface mounted, double roll, satin finish stainless steel, toilet tissue dispenser. Unit accommodates two standard-core toilet tissue rolls through 5" in diameter. Spindles are chrome plated plastic with a heavy-duty internal spring and turn freely for non-controlled delivery. For general purpose use in restrooms.
F2010 | Basket, Wastepaper, Step-On | 1 | VV | "Step-on" wastepaper basket with inner liner and foot petal activated flip top.
P3200 | Lavatory, Vitreous China, Slab Type w/Sens Op Fauc | 1 | CC | Wall mounted, slab type, vitreous china, lavatory (approximately 7 x 15 x 10 inches) with faucet holes on 4 inch centers; electronic sensor operated, goose neck spout and grid strainer. It shall be suitable for use in clinics, offices and patient care areas.
P9050 | Toilet, Wall Hung, Siphon Jet | 1 | CC | Siphon jet water closet/ toilet. This unit is wall hung with an elongated bowl, top spud flushometer, seat with open front and check hinge, and carrier. Used in restrooms throughout the health care facility.
21 - SB195 - MH RCU Staff Shower, Bldg Sprt | 21 - SB195 - MH RCU Staff Shower, Bldg Sprt | 21 - SB195 - MH RCU Staff Shower, Bldg Sprt | 21 - SB195 - MH RCU Staff Shower, Bldg Sprt | 21 - SB195 - MH RCU Staff Shower, Bldg Sprt
JSN | NAME | QTY | ACQ/INS | DESCRIPTION
A1090 | Mirror, Float Glass, With SS Frame & Shelf | 1 | CC | A high quality 1/4" polished float glass mirror, approximately 36' H X 18' W framed in a one-piece, bright polished, stainless steel channel frame with 90° mitered corners and an integral stainless steel, stain finish, shelf. All edges of the mirror are protected by absorbing filler strips. Mirror has a galvanized steel back with integral horizontal hanging brackets and wall hanger for concealed mounting. For mounting above single wall mounted lavatories located in restroom areas, Doctor examination areas, offices, etc. May also be used above double lavatories, either wall or countertop mounted.
A5030 | Bench, Stall, Shower, Built In | 1 | CC | Shower bench; built-in. Eighteen (18) gauge stainless steel frame with anchors built-in into the wall. Size and shape as required.
A5075 | Dispenser, Soap, Disposable | 1 | VV | Disposable soap dispenser. One-handed dispensing operation. Designed to accommodate disposable soap cartridge and valve.
A5082 | Dispenser, Paper Towel, Sensor, Hands Free | 1 | CC | A surface mounted, sensor activated, automatic, roll paper towel dispenser. The unit dispenses a paper towel automatically only when hands are place in position below the dispenser for maximum sanitation and hygiene. May include adjustable settings for sheet length, time delay, and sensor range. Unit is battery operated or with optional AC power adapter.
A5110 | Grab Bar, 1-1/4" Dia., SS, 2 Wall, Shower Use | 1 | CC | A 1-1/4" diameter, satin finish stainless steel, peened gripping surface, 2 wall shower, grab bar with concealed mounting flanges. Snap over flanges are provided to conceal mounting screws. A selection of mounting kits and concealed anchor devices are available from the manufacturers for different types of installations. Grab bar shall comply with barrier-free accessibility guidelines for structural strength. For typical applications in shower stalls where ADA (American's With Disabilities Act) requirements must be met.
A5145 | Hook, Garment, Double, SS, Surface Mounted | 1 | CC | A surface mounted, satin finish stainless steel, double garment hook. Equipped with a concealed mounting bracket that is secured to a concealed wall plate. For general purpose use throughout the facility to hang various items of apparel.
A5170 | Rod, Shower Curtain, 1"Diameter, W/Curtain & Hooks | 1 | CC | A concealed mounted, 1" outside diameter, satin finish stainless steel, shower curtain rod with white vinyl shower curtain (72" H) and SS shower curtain hooks. Rod and curtain available in various widths. For general purpose use at shower stall or bathtub locations. Pricing based upon standard shower stall dimensions of 36" x 36" and a standard curtain height of 72".
A5175 | Soap Dish, With Bar, SS, Recessed | 1 | CC | A recessed mounted, satin finish stainless steel, soap dish with bar. Soap dish furnished with retaining lip and mounting clamp for installation in stud walls or countertop aprons. For general purpose use in shower stalls or at bathtub locations.
A5205 | Bar, Towel, 1" Diameter, SS, Surface Mounted | 1 | CC | A surface mounted, satin finish stainless steel, 1" diameter, towel bar. Support posts and flanges are one piece, chrome-plated, cast heavy brass with satin finish. Towel bar shall not rotate within support posts. Available in 18", 24" and 30" widths. For general purpose use in shower or bathtub rooms. Pricing based upon a suggested standard width of 18".
F2010 | Basket, Wastepaper, Step-On | 1 | VV | "Step-on" wastepaper basket with inner liner and foot petal activated flip top.
P3000 | Lavatory, Vitreous China, Straight Back | 1 | CC | Wall mounted, vitreous china lavatory (approximate bowl size 7"x15"x10") with: straight-front apron, straight or contoured back; faucet holes on 4" centers; gooseneck spout; wrist blade handles; and grid strainer. It shall be suitable for use in clinics, offices, washrooms or patient care areas.
P5040 | Shower, Single, Hand-Held | 1 | CC | A complete, barrier-free, single hand-held, personal shower system. The shower system includes: pressure balanced mixing valve with high temperature limit stop; personal hand shower; shower hose; wall supply; and slide bar. For general purpose use throughout the facility in shower stalls.
8 - RESIDENT NUTRITION AND FOOD SERVICE AREA | 8 - RESIDENT NUTRITION AND FOOD SERVICE AREA | 8 - RESIDENT NUTRITION AND FOOD SERVICE AREA | 8 - RESIDENT NUTRITION AND FOOD SERVICE AREA | 8 - RESIDENT NUTRITION AND FOOD SERVICE AREA
1 - SV674 - MH RCU Serving Unit, VC Svc | 1 - SV674 - MH RCU Serving Unit, VC Svc | 1 - SV674 - MH RCU Serving Unit, VC Svc | 1 - SV674 - MH RCU Serving Unit, VC Svc | 1 - SV674 - MH RCU Serving Unit, VC Svc
JSN | NAME | QTY | ACQ/INS | DESCRIPTION
A1010 | Telecommunication Outlet | 1 | VV | Telecommunication outlet location.
A1012 | Telephone, Wall Mounted, 1 Line | 1 | VV | Telephone, wall mounted, 1 line.
A5080 | Dispenser, Paper Towel, SS, Surface Mounted | 1 | CC | A surface mounted, satin finish stainless steel, single-fold, paper towel dispenser. Dispenser features: tumbler lock; front hinged at bottom; and refill indicator slot. Minimum capacity 400 single-fold paper towels. For general purpose use throughout the facility.
K0710 | Bin, Ingredient, Mobile, 250 Lb. Capacity | 1 | VV | Mobile ingredient bin. This unit has a 250 lb. capacity with a slide-off or lifting cover. The unit is constructed of stainless steel or durable plastic with 4 inch casters. A one piece rubber bumper encircles stainless steel models. This bin is used to store ingredients in commercial and institutional food service operations.
K0820 | Breader, Mobile, Manual | 1 | VV | Mobile breading machine. The unit is made of stainless steel and has a fully enclosed 1/4 HP motor to drive the sifter. Equipped with counter compartments, a storage bucket and heavy duty casters.
K1160 | Cabinet, Warming, Pass-Thru, CRS | 1 | VC | Mobile or stationary warming cabinet. This is a pass-through model with doors that can be opened from either side for easy use. The cabinet can have single or double Dutch doors on either or both sides. The unit has an exterior temperature gauge for easy monitoring. The cabinet has a slide in humidity pan or controlled humidity vents in the top of the cabinet. Some models run on 120V power, others on 208V. Refer to the manufacturers specification sheets. The database electrical specifications cover both possibilities. The unit is used in commercial and hospital kitchens for warming prepared food items.
K1710 | Counter, Cafeteria, Utility, W/Power 61x80x42 | 1 | VC | Mobile cafeteria counter. The counter can serve as a mobile utility table and has a double-shelf food display case with sneeze guard, a drop-type solid or three rail tray slide, 120V AC outlets, a work shelf, below the counter shelves and four 5-inch swivel casters. The end user must specify the outlet requirements and configuration. Multiple facility-level outlets may be required depending on the number of convenience outlets the end user requires. The database depth dimension does not include the fold down tray rail but does include the 8-10" working shelf on the server's side. This unit is used in commercial and hospital service areas.
K1750 | Counter, Cafeteria, Mobile, Utility | 1 | VV | Mobile cafeteria counter, approximately 36"H x 80"L x 32"D. The counter is made of stainless steel construction, has intermediate and bottom shelves on the working side, a drop-type solid or three rail tray slide and 5-inch swivel casters. The database depth does not include the depth of the tray slide. It is used for service of food items in hospitals and restaurants.
K1910 | Table, Work, Stainless Steel | 1 | VV | Work table approximately 36x120x30. The table is made of heavy duty stainless steel with all edges rolled down at 90 degrees. The edges are 2" high and have rounded corners. The table has stainless steel legs and a stainless steel under-shelf. The unit is used as a work station in large kitchens, hotels, restaurants and hospitals.
K2120 | Dispenser, Cup/Saucer, Unheated, Mobile, 4 Stack | 1 | VV | Mobile, unheated cup and saucer dispenser. The cabinet is made of stainless steel, is mounted on four casters and has a full perimeter strip bumper. The unit includes four self-leveling dispensing stacks which are sized to match or are self-adjusting to match the size of the dishware being stored. Heated units, units which hold less than four self-leveling dispensers and units which store larger dishes are also available. The facility's selection of dishware ultimately determines which exact model will be required. The unit is used for self-service of tableware in food service operations.
K2140 | Dispenser, Plate, Mobile, Heated, 4 Stack | 1 | VV | Mobile, heated dinner plate dispenser. The cabinet is made of stainless steel, is mounted on four heavy duty casters and has a full perimeter strip bumper. The unit includes four self-leveling dispensing stacks which are sized to match the size of the plates being stored. See JSN K2130 for an unheated 4 stack unit and JSN K2160 for a heated 2 stack unit. Heated and unheated units with other capacities are available. The database specifications refer to units which hold 10" plates. The facility's selection of dishware ultimately determines which exact model will be required. The unit is used to dispense plates in food service facilities, restaurants and hospitals.
K2150 | Dispenser, Drinking Glass, Mobile | 1 | VV | Mobile drinking glass dispenser. The unit is made of heavy gauge stainless steel, is enclosed on all four sides and mounted on four heavy duty casters. The unit stores racks filled with drinking glasses and holds the top rack at a constant dispensing height for customer convenience. Stationary units, units with open sides and cantilever style units are also available. This unit is used to dispense glasses in food service operations of hospitals and restaurants.
K2630 | Divider, Dough, Roll | 1 | VV | Roll dough divider. The unit features heavy duty cast iron construction for years of dependable service with stainless steel dividing pans and knives. The unit comes with 20 part dividing plates and has other dividing plate sizes available. The unit can handle up to 8 lbs. of dough at a time. The compact design uses a minimal amount of floor space. The database depth dimension does not include the length of the operating arm when it is pulled down.
K2800 | Fryer, Electric, 30 Lb. Capacity, Free Standing | 1 | CC | Two basket electric deep fat fryer. The unit is freestanding, holds 30-35 lb. of hot oil, has leveling legs, swing up or removable corrosion resistant heating elements, solid state or programmable controls, self-diagnostics, a backsplash and an electronic or thermostatic over-temperature shutoff. The basic unit has painted sides, an aluminized back and a stainless steel front and top; a full stainless steel enclosure is optional. Some models have automatic basket lifts. The database height dimension refers to a unit with its coils lifted for cleaning.
K3100 | Griddle, Electric, Counter Mounted, 36" Wide | 1 | CC | Electric griddle. The griddle has a 1/2 inch thick (or greater) steel heating surface, stands on legs on top of a counter, has a thermostat control for each linear foot of griddle and has a drippings channel which empties into a grease drawer for easy cleaning. The griddle has side and rear splash guards. Some manufacturers offer models of differing depths. The model chosen should match the supporting counter or table. The database specifications and pricing reflect a standard depth unit. The griddle is used for food preparation in commercial and institutional food service operations.
K3400 | Hood, Exhaust, Kitchen | 1 | CC | Stainless steel kitchen exhaust hood. The unit has removable grease filters for use over any area, is fabricated to dimensions as required, provides for forced upward air flow through a hood and the grease filter and can pull the exhaust down through a vent and dissipate it below the kitchen to an outside area with complete automatic grease extraction. The database reflects the requirements for a 12 foot wide unit. The database price does not include the filter elements. The database electrical requirements are for any light fixture that is part of the hood. The fan that draws the air from this unit is not part of this unit. This hood facilitates exhaust dissipation in commercial and institutional food service operations.
K4550 | Oven, Convection, Double, Electric, Free Standing | 1 | CC | Floor mounted double compartment electric convection oven. Each section of the oven has its separate heating elements, dual speed fan, window and controls. Each oven will operate from 150 degrees to 500 degrees Fahrenheit. Either oven compartment can be used as a single oven without requiring the second compartment to heat. Opening the oven doors turns off power to the heating elements and blower motor. The unit has stainless steel sides, front, top and legs. Some manufacturers offer extra deep models or models on casters. The database physical dimensions do not include the manufacturer's recommended clearances for proper ventilation; refer to each manufacturer's technical sheet. The oven is used for roasting, baking and general cooking in large restaurants and hospitals.
K4660 | Oven, Microwave, Heavy Duty, 1000 Watts | 1 | VV | Heavy duty, counter mounted, microwave oven which delivers 1000 watts of microwave energy for rapid reheating, defrosting or cooking. The unit's cabinet is made from stainless steel or other rugged material. The touchpad has programmable keys for timing the cooking of specific items and a multiple portion cooking time adjustment key. The unit features an electronic timer with a digital readout. Some models have an additional manual dial timer. The unit can be mounted in a cabinet recess or on a shelf.
K4665 | Oven, Microwave, Consumer | 1 | VV | Counter mounted microwave oven for average duty use. The exterior cabinet can be metal or heavy duty impact resistant plastic. The oven delivers instant energy for rapid heating, defrosting or prime cooking. The oven has touch pad controls, digital timer, power level selector and preprogrammed selectors for commonly cooked items. This oven is commonly found in staff lounges.
K6245 | Cabinet/Server, Heated, 2 Drawer/Compartment | 1 | VV | Two drawer hot food warmer and server with temperature control and full insulation. The unit may be mobile or counter mounted and requires a convenience outlet at point of use. It is used in hospital kitchens to keep hot foods warm prior to serving.
K7250 | Table, Food Preparation, CRS, Mobile | 2 | VV | Food preparation table approximately 36"H x 72"W x 36"D with a 5-6" stainless steel backsplash. This unit has options for heavy-duty casters with 5" hard rubber lockable wheels, under-shelves, stationary legs and storage drawers. Some models feature a removable backsplash, full or partial table replaceable plastic cutting boards, a decking section along the backsplash and tapered deck ends.
K8400 | Toaster, Conveyor, 600 Slices/Hr, Electric | 1 | VV | Conveyor toaster. This unit can toast up to 600 slices/hour. Some models use quartz heaters rather than resistive wire elements. The color of the toast is adjusted by varying the conveyor belt speed. This unit is used in large food service operations, for fresh toast or warm buns.
K8920 | Urn, Coffee, 2 Sections, 6 Gallons Each, Electric | 1 | VC | Electric twin coffee urn (without stand) with a total capacity of twelve (12) gallons, six (6) in each urn, adjustable by-pass and an automatic agitator. The unit is used in hospital food service operations for preparing large volumes of fresh coffee.
P3000 | Lavatory, Vitreous China, Straight Back | 2 | CC | Wall mounted, vitreous china lavatory (approximate bowl size 7"x15"x10") with: straight-front apron, straight or contoured back; faucet holes on 4" centers; gooseneck spout; wrist blade handles; and grid strainer. It shall be suitable for use in clinics, offices, washrooms or patient care areas.
R4650 | Ice Maker, Flaked, With Dispenser | 1 | CC | Ice maker dispenser approximately 71" H x 19"D x 24"W. This unit provides flaked ice and cooled water automatically. The unit has a daily capacity up to 650 pounds and a 100 pound capacity stainless steel storage compartment with water station. Unit may be free-standing or counter-mounted, automatic load ice dispenser for food service and healthcare use. The unit is used in healthcare institutions and various commercial food service operations for dispensing ice.
4 - SV392 - 16-Bed / 20-Bed MH RCU Non-Food Storage Room, F&N Svc | 4 - SV392 - 16-Bed / 20-Bed MH RCU Non-Food Storage Room, F&N Svc | 4 - SV392 - 16-Bed / 20-Bed MH RCU Non-Food Storage Room, F&N Svc | 4 - SV392 - 16-Bed / 20-Bed MH RCU Non-Food Storage Room, F&N Svc | 4 - SV392 - 16-Bed / 20-Bed MH RCU Non-Food Storage Room, F&N Svc
JSN | NAME | QTY | ACQ/INS | DESCRIPTION
A1010 | Telecommunication Outlet | 1 | VV | Telecommunication outlet location.
A1014 | Telephone, Wall Mounted, 1 Line, With Speaker | 1 | VV | Telephone, wall mounted, 1 line, with speaker.
M2055 | Shelving, Storage, Wire, CRS, w/Adjustable Shelves | 4 | VV | Stationary, wire, shelving unit. Unit has fully adjustable shelves constructed of stainless steel. For use in general purpose storage areas. Shelving is provided in various sizes and configurations. Price provided is for a unit approximately 74"H x 18"D x 48"W with four shelves.
5 - SV392 - 24-Bed / 28-Bed MH RCU Non-Food Storage Room, F&N Svc | 5 - SV392 - 24-Bed / 28-Bed MH RCU Non-Food Storage Room, F&N Svc | 5 - SV392 - 24-Bed / 28-Bed MH RCU Non-Food Storage Room, F&N Svc | 5 - SV392 - 24-Bed / 28-Bed MH RCU Non-Food Storage Room, F&N Svc | 5 - SV392 - 24-Bed / 28-Bed MH RCU Non-Food Storage Room, F&N Svc
JSN | NAME | QTY | ACQ/INS | DESCRIPTION
A1010 | Telecommunication Outlet | 1 | VV | Telecommunication outlet location.
A1014 | Telephone, Wall Mounted, 1 Line, With Speaker | 1 | VV | Telephone, wall mounted, 1 line, with speaker.
M2055 | Shelving, Storage, Wire, CRS, w/Adjustable Shelves | 4 | VV | Stationary, wire, shelving unit. Unit has fully adjustable shelves constructed of stainless steel. For use in general purpose storage areas. Shelving is provided in various sizes and configurations. Price provided is for a unit approximately 74"H x 18"D x 48"W with four shelves.
9 - SUPPORT AREA | 9 - SUPPORT AREA | 9 - SUPPORT AREA | 9 - SUPPORT AREA | 9 - SUPPORT AREA
1 - RMH91 - Recreation Therapy Storage Room, MH RCU | 1 - RMH91 - Recreation Therapy Storage Room, MH RCU | 1 - RMH91 - Recreation Therapy Storage Room, MH RCU | 1 - RMH91 - Recreation Therapy Storage Room, MH RCU | 1 - RMH91 - Recreation Therapy Storage Room, MH RCU
JSN | NAME | QTY | ACQ/INS | DESCRIPTION
A5077 | Dispenser, Hand Sanitizer, Hands-Free | 1 | VV | A touch free wall-mounted hand sanitizer dispenser. For use throughout a healthcare facility. Unit does not include the sanitizing liquid. Units are battery operated.
M2055 | Shelving, Storage, Wire, CRS, w/Adjustable Shelves | 4 | VV | Stationary, wire, shelving unit. Unit has fully adjustable shelves constructed of stainless steel. For use in general purpose storage areas. Shelving is provided in various sizes and configurations. Price provided is for a unit approximately 74"H x 18"D x 48"W with four shelves.
2 - SC488 - 16-Bed / 20-Bed MH RCU Environmental Management Storage Room, EMS | 2 - SC488 - 16-Bed / 20-Bed MH RCU Environmental Management Storage Room, EMS | 2 - SC488 - 16-Bed / 20-Bed MH RCU Environmental Management Storage Room, EMS | 2 - SC488 - 16-Bed / 20-Bed MH RCU Environmental Management Storage Room, EMS | 2 - SC488 - 16-Bed / 20-Bed MH RCU Environmental Management Storage Room, EMS
JSN | NAME | QTY | ACQ/INS | DESCRIPTION
A5077 | Dispenser, Hand Sanitizer, Hands-Free | 1 | VV | A touch free wall-mounted hand sanitizer dispenser. For use throughout a healthcare facility. Unit does not include the sanitizing liquid. Units are battery operated.
A5107 | Dispenser, Glove, Surgical/Examination, Wall Mntd | 1 | VV | Examination three (Small Medium, Large) glove dispenser box for wall mounting. Fabricated of either cold rolled steel with a white baked enamel finish, plastic or acrylic. Hardware not included, Option 3 powder coated steel.
A5135 | Shelf, Utility W/ Mop/Broom Holders, SS, Surf Mntd | 1 | CC | A surface mounted, satin finish stainless steel, utility shelf with a maximum of 6 mop/broom holders and 5 rag hooks. Utility shelf features: 8" deep shelf; mounting brackets welded to shelf; spring activated rubber cam holders; and drying rod. Unit is available in various widths 30" (minimum, 3 holders and 2 hooks) to 48" (maximum, 6 holders and 5 hooks). For use in janitor closets. Pricing based on a 36" width.
F3065 | Whiteboard/Bulletin Board, Combination | 1 | VV | A combination whiteboard and bulletin board, half LCS and half cork. Available with either aluminum or wood frame. It can be used in patient rooms or in any appropriate space in the facility.
M2055 | Shelving, Storage, Wire, CRS, w/Adjustable Shelves | 1 | VV | Stationary, wire, shelving unit. Unit has fully adjustable shelves constructed of stainless steel. For use in general purpose storage areas. Shelving is provided in various sizes and configurations. Price provided is for a unit approximately 74"H x 18"D x 48"W with four shelves.
M2115 | Truck, Hand, 2 Wheel | 1 | VV | 2 wheel hand truck. Double handled with three supportive crossbars for heavy duty use. 800 pound weight capacity with two 8 or 10 inch wheels. For use in the warehouse.
3 - SC488 - 24-Bed / 28-Bed MH RCU Environmental Management Storage Room, EMS | 3 - SC488 - 24-Bed / 28-Bed MH RCU Environmental Management Storage Room, EMS | 3 - SC488 - 24-Bed / 28-Bed MH RCU Environmental Management Storage Room, EMS | 3 - SC488 - 24-Bed / 28-Bed MH RCU Environmental Management Storage Room, EMS | 3 - SC488 - 24-Bed / 28-Bed MH RCU Environmental Management Storage Room, EMS
JSN | NAME | QTY | ACQ/INS | DESCRIPTION
A5077 | Dispenser, Hand Sanitizer, Hands-Free | 1 | VV | A touch free wall-mounted hand sanitizer dispenser. For use throughout a healthcare facility. Unit does not include the sanitizing liquid. Units are battery operated.
A5107 | Dispenser, Glove, Surgical/Examination, Wall Mntd | 1 | VV | Examination three (Small Medium, Large) glove dispenser box for wall mounting. Fabricated of either cold rolled steel with a white baked enamel finish, plastic or acrylic. Hardware not included, Option 3 powder coated steel.
A5135 | Shelf, Utility W/ Mop/Broom Holders, SS, Surf Mntd | 1 | CC | A surface mounted, satin finish stainless steel, utility shelf with a maximum of 6 mop/broom holders and 5 rag hooks. Utility shelf features: 8" deep shelf; mounting brackets welded to shelf; spring activated rubber cam holders; and drying rod. Unit is available in various widths 30" (minimum, 3 holders and 2 hooks) to 48" (maximum, 6 holders and 5 hooks). For use in janitor closets. Pricing based on a 36" width.
F3065 | Whiteboard/Bulletin Board, Combination | 1 | VV | A combination whiteboard and bulletin board, half LCS and half cork. Available with either aluminum or wood frame. It can be used in patient rooms or in any appropriate space in the facility.
M2055 | Shelving, Storage, Wire, CRS, w/Adjustable Shelves | 1 | VV | Stationary, wire, shelving unit. Unit has fully adjustable shelves constructed of stainless steel. For use in general purpose storage areas. Shelving is provided in various sizes and configurations. Price provided is for a unit approximately 74"H x 18"D x 48"W with four shelves.
M2115 | Truck, Hand, 2 Wheel | 1 | VV | 2 wheel hand truck. Double handled with three supportive crossbars for heavy duty use. 800 pound weight capacity with two 8 or 10 inch wheels. For use in the warehouse.
4 - SB215 - 16-Bed MH RCU Building Management Storage Room, Bldg Sprt | 4 - SB215 - 16-Bed MH RCU Building Management Storage Room, Bldg Sprt | 4 - SB215 - 16-Bed MH RCU Building Management Storage Room, Bldg Sprt | 4 - SB215 - 16-Bed MH RCU Building Management Storage Room, Bldg Sprt | 4 - SB215 - 16-Bed MH RCU Building Management Storage Room, Bldg Sprt
JSN | NAME | QTY | ACQ/INS | DESCRIPTION
M2070 | Shelving, Storage, 77hx36wx18d | 1 | VV | Storage shelving unit approximately 77" H X 36" W X 18" D. Corrosion resistant baked enamel, galvanized or stainless steel open unit with adjustable shelves. The closed version is also available. For use in the storage room.
M2115 | Truck, Hand, 2 Wheel | 1 | VV | 2 wheel hand truck. Double handled with three supportive crossbars for heavy duty use. 800 pound weight capacity with two 8 or 10 inch wheels. For use in the warehouse.
5 - SB215 - 20-Bed MH RCU Building Management Storage Room, Bldg Sprt | 5 - SB215 - 20-Bed MH RCU Building Management Storage Room, Bldg Sprt | 5 - SB215 - 20-Bed MH RCU Building Management Storage Room, Bldg Sprt | 5 - SB215 - 20-Bed MH RCU Building Management Storage Room, Bldg Sprt | 5 - SB215 - 20-Bed MH RCU Building Management Storage Room, Bldg Sprt
JSN | NAME | QTY | ACQ/INS | DESCRIPTION
M2070 | Shelving, Storage, 77hx36wx18d | 1 | VV | Storage shelving unit approximately 77" H X 36" W X 18" D. Corrosion resistant baked enamel, galvanized or stainless steel open unit with adjustable shelves. The closed version is also available. For use in the storage room.
M2115 | Truck, Hand, 2 Wheel | 1 | VV | 2 wheel hand truck. Double handled with three supportive crossbars for heavy duty use. 800 pound weight capacity with two 8 or 10 inch wheels. For use in the warehouse.
6 - SB215 - 24-Bed MH RCU Building Management Storage Room, Bldg Sprt | 6 - SB215 - 24-Bed MH RCU Building Management Storage Room, Bldg Sprt | 6 - SB215 - 24-Bed MH RCU Building Management Storage Room, Bldg Sprt | 6 - SB215 - 24-Bed MH RCU Building Management Storage Room, Bldg Sprt | 6 - SB215 - 24-Bed MH RCU Building Management Storage Room, Bldg Sprt
JSN | NAME | QTY | ACQ/INS | DESCRIPTION
M2070 | Shelving, Storage, 77hx36wx18d | 1 | VV | Storage shelving unit approximately 77" H X 36" W X 18" D. Corrosion resistant baked enamel, galvanized or stainless steel open unit with adjustable shelves. The closed version is also available. For use in the storage room.
M2115 | Truck, Hand, 2 Wheel | 1 | VV | 2 wheel hand truck. Double handled with three supportive crossbars for heavy duty use. 800 pound weight capacity with two 8 or 10 inch wheels. For use in the warehouse.
7 - SB215 - 28-Bed MH RCU Building Management Storage Room, Bldg Sprt | 7 - SB215 - 28-Bed MH RCU Building Management Storage Room, Bldg Sprt | 7 - SB215 - 28-Bed MH RCU Building Management Storage Room, Bldg Sprt | 7 - SB215 - 28-Bed MH RCU Building Management Storage Room, Bldg Sprt | 7 - SB215 - 28-Bed MH RCU Building Management Storage Room, Bldg Sprt
JSN | NAME | QTY | ACQ/INS | DESCRIPTION
M2070 | Shelving, Storage, 77hx36wx18d | 1 | VV | Storage shelving unit approximately 77" H X 36" W X 18" D. Corrosion resistant baked enamel, galvanized or stainless steel open unit with adjustable shelves. The closed version is also available. For use in the storage room.
M2115 | Truck, Hand, 2 Wheel | 1 | VV | 2 wheel hand truck. Double handled with three supportive crossbars for heavy duty use. 800 pound weight capacity with two 8 or 10 inch wheels. For use in the warehouse.
8 - SB663 - 16-Bed MH RCU General Storage Room, Lgstcs Svc | 8 - SB663 - 16-Bed MH RCU General Storage Room, Lgstcs Svc | 8 - SB663 - 16-Bed MH RCU General Storage Room, Lgstcs Svc | 8 - SB663 - 16-Bed MH RCU General Storage Room, Lgstcs Svc | 8 - SB663 - 16-Bed MH RCU General Storage Room, Lgstcs Svc
JSN | NAME | QTY | ACQ/INS | DESCRIPTION
M2055 | Shelving, Storage, Wire, CRS, w/Adjustable Shelves | 2 | VV | Stationary, wire, shelving unit. Unit has fully adjustable shelves constructed of stainless steel. For use in general purpose storage areas. Shelving is provided in various sizes and configurations. Price provided is for a unit approximately 74"H x 18"D x 48"W with four shelves.
9 - SB663 - 20-Bed MH RCU General Storage Room, Lgstcs Svc | 9 - SB663 - 20-Bed MH RCU General Storage Room, Lgstcs Svc | 9 - SB663 - 20-Bed MH RCU General Storage Room, Lgstcs Svc | 9 - SB663 - 20-Bed MH RCU General Storage Room, Lgstcs Svc | 9 - SB663 - 20-Bed MH RCU General Storage Room, Lgstcs Svc
JSN | NAME | QTY | ACQ/INS | DESCRIPTION
M2055 | Shelving, Storage, Wire, CRS, w/Adjustable Shelves | 2 | VV | Stationary, wire, shelving unit. Unit has fully adjustable shelves constructed of stainless steel. For use in general purpose storage areas. Shelving is provided in various sizes and configurations. Price provided is for a unit approximately 74"H x 18"D x 48"W with four shelves.
10 - SB663 - 24-Bed MH RCU General Storage Room, Lgstcs Svc | 10 - SB663 - 24-Bed MH RCU General Storage Room, Lgstcs Svc | 10 - SB663 - 24-Bed MH RCU General Storage Room, Lgstcs Svc | 10 - SB663 - 24-Bed MH RCU General Storage Room, Lgstcs Svc | 10 - SB663 - 24-Bed MH RCU General Storage Room, Lgstcs Svc
JSN | NAME | QTY | ACQ/INS | DESCRIPTION
M2055 | Shelving, Storage, Wire, CRS, w/Adjustable Shelves | 2 | VV | Stationary, wire, shelving unit. Unit has fully adjustable shelves constructed of stainless steel. For use in general purpose storage areas. Shelving is provided in various sizes and configurations. Price provided is for a unit approximately 74"H x 18"D x 48"W with four shelves.
11 - SB663 - 28-Bed MH RCU General Storage Room, Lgstcs Svc | 11 - SB663 - 28-Bed MH RCU General Storage Room, Lgstcs Svc | 11 - SB663 - 28-Bed MH RCU General Storage Room, Lgstcs Svc | 11 - SB663 - 28-Bed MH RCU General Storage Room, Lgstcs Svc | 11 - SB663 - 28-Bed MH RCU General Storage Room, Lgstcs Svc
JSN | NAME | QTY | ACQ/INS | DESCRIPTION
M2055 | Shelving, Storage, Wire, CRS, w/Adjustable Shelves | 2 | VV | Stationary, wire, shelving unit. Unit has fully adjustable shelves constructed of stainless steel. For use in general purpose storage areas. Shelving is provided in various sizes and configurations. Price provided is for a unit approximately 74"H x 18"D x 48"W with four shelves.