## Report Info
Contents - VA PG-18-5 Department of Veterans Affairs CLINICAL SERVICES ADMINISTRATION (214) Master Report Generated: 15 Mar 2022 09:55AM ET

## CLINICAL SERVICES ADMINISTRATIO
CLINICAL SERVICES ADMINISTRATION (214) | CLINICAL SERVICES ADMINISTRATION (214) | CLINICAL SERVICES ADMINISTRATION (214) | CLINICAL SERVICES ADMINISTRATION (214) | CLINICAL SERVICES ADMINISTRATION (214)
1 - MEDICAL SERVICE AREA | 1 - MEDICAL SERVICE AREA | 1 - MEDICAL SERVICE AREA | 1 - MEDICAL SERVICE AREA | 1 - MEDICAL SERVICE AREA
1 - SC174 - Medical Service Patient Interview Room, Clncl Sprt | 1 - SC174 - Medical Service Patient Interview Room, Clncl Sprt | 1 - SC174 - Medical Service Patient Interview Room, Clncl Sprt | 1 - SC174 - Medical Service Patient Interview Room, Clncl Sprt | 1 - SC174 - Medical Service Patient Interview Room, Clncl Sprt
JSN | NAME | QTY | ACQ/INS | DESCRIPTION
A1010 | Telecommunication Outlet | 2 | VV | Telecommunication outlet location.
A1015 | Telephone, Desk, Multiple Line | 1 | VV | Telephone, desk, multiple line.
A5075 | Dispenser, Soap, Disposable | 1 | VV | Disposable soap dispenser. One-handed dispensing operation. Designed to accommodate disposable soap cartridge and valve.
A5080 | Dispenser, Paper Towel, SS, Surface Mounted | 1 | CC | A surface mounted, satin finish stainless steel, single-fold, paper towel dispenser. Dispenser features: tumbler lock; front hinged at bottom; and refill indicator slot. Minimum capacity 400 single-fold paper towels. For general purpose use throughout the facility.
A5145 | Hook, Garment, Double, SS, Surface Mounted | 1 | CC | A surface mounted, satin finish stainless steel, double garment hook. Equipped with a concealed mounting bracket that is secured to a concealed wall plate. For general purpose use throughout the facility to hang various items of apparel.
CD040 | Cabinet, W/H, 2 Shelf, 2 DO, Sloping Top, 38x36x13 | 1 | CC | Wall hung cabinet with two adjustable shelves, solid hinged doors, and sloping top. Also referred to as a solid hinged double door wall case. For general purpose use throughout the facility.
CS010 | Sink, SS, Single Compartment, 7.5x12x12 ID | 1 | CC | Single compartment stainless steel sink, drop-in, self-rimming, ledge-type, connected with a drain and provided with a mixing faucet. It shall also be provided with pre-punched fixture holes on 4" center, integral back ledge to accommodate deck-mounted fixtures, brushed/polished interior and top surfaces, and sound deadened. Recommended for use in suspended or U/C/B sink cabinets having a high plastic laminate or Chemsurf laminate countertop/work surface. For general purpose use throughout the facility.
CT020 | Countertop, Solid Surface | 1 | CC | A solid, nonporous countertop with a smooth seamless appearance. Easy to clean and maintain and with proper cleaning does not support the growth of mold. An acrylic-based solid surface product. Standard thickness of 1", and a 4" butt backsplash/curb. Also referred to as a work surface or work top. Available in a choice of colors and depths. Used in lab and other hospital areas requiring optimum physical and chemical resisting properties.
F0205 | Chair, Side With Arms | 3 | VV | Upholstered side chair, 32" high X 21" wide X 23" deep with arms, padded seats and padded backs. Seat height is a minimum of 17". Available with or without sled base.
F0340 | Stool, Self Adjusting | 1 | VV | Self adjusting stool. Consists of a foam padded upholstered seat with attached foot rest for added comfort. Mounted on swivel casters. Designed for doctor's use during examinations.
F0740 | Table, Occasional, Lamp | 1 | VV | Occasional lamp table (end table) approximately 20" high X 27" wide X 27" deep with choice of finishes (wood, oak veneer, or high pressure laminate).
F2000 | Basket, Wastepaper, Fire Resistant | 1 | VV | Wastepaper basket, fire resistant, approximately 40 quart capacity. This unit is used to collect and temporarily store small quantities of paper refuse in patient rooms, administrative areas and nursing stations. Size and shape varies depending on the application and manufacturer selected.
F3200 | Clock, Battery, 12" Diameter | 1 | VV | Clock, 12" diameter. Round surface, easy to read numbers with sweep second hand. Wall mounted unit for use when impractical to install a fully synchronized clock system. Battery operated, (batteries not included).
M1801 | Computer, Microprocessing, w/Flat Panel Monitor | 1 | VV | Desk top microprocessing computer. The unit shall consist of a central processing mini tower, flat panel monitor, keyboard, mouse and speakers. The system shall have the following minimum characteristics: a 2.8 GHz Pentium processor; 512 MB memory; 80GB hard drive; 32/48x CD-ROMDVD combo; 1.44MB network interface card; video 32 MB NVIDIA; a 18 inch flat panel monitor. The computer is used throughout the facility to input, manipulate and retrieve information.
M1802 | Work Station, Computer, Retractable, Wall Mounted | 1 | VV | A wall mounted retractable work station. Work station is used as a computer station in treatment rooms, exam rooms and areas where physical space in limited.
2 - SS204 - Medical Service Chief Office, Stff Sprt | 2 - SS204 - Medical Service Chief Office, Stff Sprt | 2 - SS204 - Medical Service Chief Office, Stff Sprt | 2 - SS204 - Medical Service Chief Office, Stff Sprt | 2 - SS204 - Medical Service Chief Office, Stff Sprt
JSN | NAME | QTY | ACQ/INS | DESCRIPTION
A1010 | Telecommunication Outlet | 2 | VV | Telecommunication outlet location.
A1015 | Telephone, Desk, Multiple Line | 1 | VV | Telephone, desk, multiple line.
A5145 | Hook, Garment, Double, SS, Surface Mounted | 1 | CC | A surface mounted, satin finish stainless steel, double garment hook. Equipped with a concealed mounting bracket that is secured to a concealed wall plate. For general purpose use throughout the facility to hang various items of apparel.
E0078 | Workstation, L-Shaped w/Peninsula, Free Std, 78x72 | 1 | VV | This section will provide a whole work station typical to quickly plan work areas in clinical or administrative spaces. There will be a price decrease if typical work stations are used with vertical hanging strips instead of panels. THIS TYPICAL INCLUDES: 4 standard solid panels; 2 panel connectors, 2-way corner; 1 panel-to-panel connector; 2 finished end hardware; 1 cantilevered work surface; 1 peninsula work surface; 2 lockable flipper units; 2 shelf, storage/display; 2 lights; 1 tack board, 48"W; 1 tool rail, 30"W; 1 paper tray; 1 diagonal tray; 1 adjustable keyboard tray; 1 mobile pedestal, box/file.
F0110 | Bookcase, 3 Shelf | 1 | VV | Freestanding open metal shelf book case, approximately 60" high X 36" wide X 18" deep with three (3) adjustable shelves and four (4) non-marking floor glides.
F0205 | Chair, Side With Arms | 2 | VV | Upholstered side chair, 32" high X 21" wide X 23" deep with arms, padded seats and padded backs. Seat height is a minimum of 17". Available with or without sled base.
F0275 | Chair, Swivel, High Back | 1 | VV | Highback contemporary swivel chair, 41" high X 23" wide X 23" deep with five (5) caster swivel base and arms. Chair may be used at desks or in conference rooms. Back and seat are foam padded and upholstered with either woven textile fabric or vinyl.
F0420 | Cabinet, Filing, Lateral, Half Height | 1 | VV | Half height two (2) or three (3) drawer lateral filing cabinet, 28" high X 42" wide X 18" deep with recessed handles, locking device and drawer label holders. Drawers are adaptable to either letter or legal size materials.
F2000 | Basket, Wastepaper, Fire Resistant | 1 | VV | Wastepaper basket, fire resistant, approximately 40 quart capacity. This unit is used to collect and temporarily store small quantities of paper refuse in patient rooms, administrative areas and nursing stations. Size and shape varies depending on the application and manufacturer selected.
F3200 | Clock, Battery, 12" Diameter | 1 | VV | Clock, 12" diameter. Round surface, easy to read numbers with sweep second hand. Wall mounted unit for use when impractical to install a fully synchronized clock system. Battery operated, (batteries not included).
M1801 | Computer, Microprocessing, w/Flat Panel Monitor | 1 | VV | Desk top microprocessing computer. The unit shall consist of a central processing mini tower, flat panel monitor, keyboard, mouse and speakers. The system shall have the following minimum characteristics: a 2.8 GHz Pentium processor; 512 MB memory; 80GB hard drive; 32/48x CD-ROMDVD combo; 1.44MB network interface card; video 32 MB NVIDIA; a 18 inch flat panel monitor. The computer is used throughout the facility to input, manipulate and retrieve information.
3 - SS204 - Medical Service Assistant Chief Office, Stff Sprt | 3 - SS204 - Medical Service Assistant Chief Office, Stff Sprt | 3 - SS204 - Medical Service Assistant Chief Office, Stff Sprt | 3 - SS204 - Medical Service Assistant Chief Office, Stff Sprt | 3 - SS204 - Medical Service Assistant Chief Office, Stff Sprt
JSN | NAME | QTY | ACQ/INS | DESCRIPTION
A1010 | Telecommunication Outlet | 2 | VV | Telecommunication outlet location.
A1015 | Telephone, Desk, Multiple Line | 1 | VV | Telephone, desk, multiple line.
A5145 | Hook, Garment, Double, SS, Surface Mounted | 1 | CC | A surface mounted, satin finish stainless steel, double garment hook. Equipped with a concealed mounting bracket that is secured to a concealed wall plate. For general purpose use throughout the facility to hang various items of apparel.
E0078 | Workstation, L-Shaped w/Peninsula, Free Std, 78x72 | 1 | VV | This section will provide a whole work station typical to quickly plan work areas in clinical or administrative spaces. There will be a price decrease if typical work stations are used with vertical hanging strips instead of panels. THIS TYPICAL INCLUDES: 4 standard solid panels; 2 panel connectors, 2-way corner; 1 panel-to-panel connector; 2 finished end hardware; 1 cantilevered work surface; 1 peninsula work surface; 2 lockable flipper units; 2 shelf, storage/display; 2 lights; 1 tack board, 48"W; 1 tool rail, 30"W; 1 paper tray; 1 diagonal tray; 1 adjustable keyboard tray; 1 mobile pedestal, box/file.
F0110 | Bookcase, 3 Shelf | 1 | VV | Freestanding open metal shelf book case, approximately 60" high X 36" wide X 18" deep with three (3) adjustable shelves and four (4) non-marking floor glides.
F0205 | Chair, Side With Arms | 2 | VV | Upholstered side chair, 32" high X 21" wide X 23" deep with arms, padded seats and padded backs. Seat height is a minimum of 17". Available with or without sled base.
F0275 | Chair, Swivel, High Back | 1 | VV | Highback contemporary swivel chair, 41" high X 23" wide X 23" deep with five (5) caster swivel base and arms. Chair may be used at desks or in conference rooms. Back and seat are foam padded and upholstered with either woven textile fabric or vinyl.
F0420 | Cabinet, Filing, Lateral, Half Height | 1 | VV | Half height two (2) or three (3) drawer lateral filing cabinet, 28" high X 42" wide X 18" deep with recessed handles, locking device and drawer label holders. Drawers are adaptable to either letter or legal size materials.
F2000 | Basket, Wastepaper, Fire Resistant | 1 | VV | Wastepaper basket, fire resistant, approximately 40 quart capacity. This unit is used to collect and temporarily store small quantities of paper refuse in patient rooms, administrative areas and nursing stations. Size and shape varies depending on the application and manufacturer selected.
F3200 | Clock, Battery, 12" Diameter | 1 | VV | Clock, 12" diameter. Round surface, easy to read numbers with sweep second hand. Wall mounted unit for use when impractical to install a fully synchronized clock system. Battery operated, (batteries not included).
M1801 | Computer, Microprocessing, w/Flat Panel Monitor | 1 | VV | Desk top microprocessing computer. The unit shall consist of a central processing mini tower, flat panel monitor, keyboard, mouse and speakers. The system shall have the following minimum characteristics: a 2.8 GHz Pentium processor; 512 MB memory; 80GB hard drive; 32/48x CD-ROMDVD combo; 1.44MB network interface card; video 32 MB NVIDIA; a 18 inch flat panel monitor. The computer is used throughout the facility to input, manipulate and retrieve information.
4 - SS204 - Medical Service Administrative Officer (AO) Office, Stff Sprt | 4 - SS204 - Medical Service Administrative Officer (AO) Office, Stff Sprt | 4 - SS204 - Medical Service Administrative Officer (AO) Office, Stff Sprt | 4 - SS204 - Medical Service Administrative Officer (AO) Office, Stff Sprt | 4 - SS204 - Medical Service Administrative Officer (AO) Office, Stff Sprt
JSN | NAME | QTY | ACQ/INS | DESCRIPTION
A1010 | Telecommunication Outlet | 2 | VV | Telecommunication outlet location.
A1015 | Telephone, Desk, Multiple Line | 1 | VV | Telephone, desk, multiple line.
A5145 | Hook, Garment, Double, SS, Surface Mounted | 1 | CC | A surface mounted, satin finish stainless steel, double garment hook. Equipped with a concealed mounting bracket that is secured to a concealed wall plate. For general purpose use throughout the facility to hang various items of apparel.
E0078 | Workstation, L-Shaped w/Peninsula, Free Std, 78x72 | 1 | VV | This section will provide a whole work station typical to quickly plan work areas in clinical or administrative spaces. There will be a price decrease if typical work stations are used with vertical hanging strips instead of panels. THIS TYPICAL INCLUDES: 4 standard solid panels; 2 panel connectors, 2-way corner; 1 panel-to-panel connector; 2 finished end hardware; 1 cantilevered work surface; 1 peninsula work surface; 2 lockable flipper units; 2 shelf, storage/display; 2 lights; 1 tack board, 48"W; 1 tool rail, 30"W; 1 paper tray; 1 diagonal tray; 1 adjustable keyboard tray; 1 mobile pedestal, box/file.
F0110 | Bookcase, 3 Shelf | 1 | VV | Freestanding open metal shelf book case, approximately 60" high X 36" wide X 18" deep with three (3) adjustable shelves and four (4) non-marking floor glides.
F0205 | Chair, Side With Arms | 2 | VV | Upholstered side chair, 32" high X 21" wide X 23" deep with arms, padded seats and padded backs. Seat height is a minimum of 17". Available with or without sled base.
F0275 | Chair, Swivel, High Back | 1 | VV | Highback contemporary swivel chair, 41" high X 23" wide X 23" deep with five (5) caster swivel base and arms. Chair may be used at desks or in conference rooms. Back and seat are foam padded and upholstered with either woven textile fabric or vinyl.
F0420 | Cabinet, Filing, Lateral, Half Height | 1 | VV | Half height two (2) or three (3) drawer lateral filing cabinet, 28" high X 42" wide X 18" deep with recessed handles, locking device and drawer label holders. Drawers are adaptable to either letter or legal size materials.
F2000 | Basket, Wastepaper, Fire Resistant | 1 | VV | Wastepaper basket, fire resistant, approximately 40 quart capacity. This unit is used to collect and temporarily store small quantities of paper refuse in patient rooms, administrative areas and nursing stations. Size and shape varies depending on the application and manufacturer selected.
F3200 | Clock, Battery, 12" Diameter | 1 | VV | Clock, 12" diameter. Round surface, easy to read numbers with sweep second hand. Wall mounted unit for use when impractical to install a fully synchronized clock system. Battery operated, (batteries not included).
M1801 | Computer, Microprocessing, w/Flat Panel Monitor | 1 | VV | Desk top microprocessing computer. The unit shall consist of a central processing mini tower, flat panel monitor, keyboard, mouse and speakers. The system shall have the following minimum characteristics: a 2.8 GHz Pentium processor; 512 MB memory; 80GB hard drive; 32/48x CD-ROMDVD combo; 1.44MB network interface card; video 32 MB NVIDIA; a 18 inch flat panel monitor. The computer is used throughout the facility to input, manipulate and retrieve information.
5 - SS218 - Medical Service Administration Support Workstation, Stff Sprt | 5 - SS218 - Medical Service Administration Support Workstation, Stff Sprt | 5 - SS218 - Medical Service Administration Support Workstation, Stff Sprt | 5 - SS218 - Medical Service Administration Support Workstation, Stff Sprt | 5 - SS218 - Medical Service Administration Support Workstation, Stff Sprt
JSN | NAME | QTY | ACQ/INS | DESCRIPTION
A1010 | Telecommunication Outlet | 2 | VV | Telecommunication outlet location.
A1015 | Telephone, Desk, Multiple Line | 1 | VV | Telephone, desk, multiple line.
E0123 | Workstation, Straight, Free Standing, 72" W | 1 | VV | This JSN will provide a whole work station typical to quickly plan work in areas in clinical or administrative spaces. There will be a price decrease if typical work stations are used with vertical hanging strips instead of panels. THIS TYPICAL INCLUDES: 4 Standard Solid Panels 2 Panel Connectors, 2-Way Corner 1 Panel-to-Panel Connector 2 Finished End Hardware 1 Cantilevered, Work Surface 2 Lockable Flipper Units 2 Shelf, Storage/Displays 2 Lights 1 Tack board 1 Tool Rail 1 Paper Tray 1 Diagonal Tray 1 Adjustable Keyboard Tray 1 Mobile Pedestal, Box/File
F0275 | Chair, Swivel, High Back | 1 | VV | Highback contemporary swivel chair, 41" high X 23" wide X 23" deep with five (5) caster swivel base and arms. Chair may be used at desks or in conference rooms. Back and seat are foam padded and upholstered with either woven textile fabric or vinyl.
F0420 | Cabinet, Filing, Lateral, Half Height | 1 | VV | Half height two (2) or three (3) drawer lateral filing cabinet, 28" high X 42" wide X 18" deep with recessed handles, locking device and drawer label holders. Drawers are adaptable to either letter or legal size materials.
F2000 | Basket, Wastepaper, Fire Resistant | 1 | VV | Wastepaper basket, fire resistant, approximately 40 quart capacity. This unit is used to collect and temporarily store small quantities of paper refuse in patient rooms, administrative areas and nursing stations. Size and shape varies depending on the application and manufacturer selected.
M1801 | Computer, Microprocessing, w/Flat Panel Monitor | 1 | VV | Desk top microprocessing computer. The unit shall consist of a central processing mini tower, flat panel monitor, keyboard, mouse and speakers. The system shall have the following minimum characteristics: a 2.8 GHz Pentium processor; 512 MB memory; 80GB hard drive; 32/48x CD-ROMDVD combo; 1.44MB network interface card; video 32 MB NVIDIA; a 18 inch flat panel monitor. The computer is used throughout the facility to input, manipulate and retrieve information.
6 - SS218 - Medical Service Clerical Workstation, Stff Sprt | 6 - SS218 - Medical Service Clerical Workstation, Stff Sprt | 6 - SS218 - Medical Service Clerical Workstation, Stff Sprt | 6 - SS218 - Medical Service Clerical Workstation, Stff Sprt | 6 - SS218 - Medical Service Clerical Workstation, Stff Sprt
JSN | NAME | QTY | ACQ/INS | DESCRIPTION
A1010 | Telecommunication Outlet | 2 | VV | Telecommunication outlet location.
A1015 | Telephone, Desk, Multiple Line | 1 | VV | Telephone, desk, multiple line.
E0123 | Workstation, Straight, Free Standing, 72" W | 1 | VV | This JSN will provide a whole work station typical to quickly plan work in areas in clinical or administrative spaces. There will be a price decrease if typical work stations are used with vertical hanging strips instead of panels. THIS TYPICAL INCLUDES: 4 Standard Solid Panels 2 Panel Connectors, 2-Way Corner 1 Panel-to-Panel Connector 2 Finished End Hardware 1 Cantilevered, Work Surface 2 Lockable Flipper Units 2 Shelf, Storage/Displays 2 Lights 1 Tack board 1 Tool Rail 1 Paper Tray 1 Diagonal Tray 1 Adjustable Keyboard Tray 1 Mobile Pedestal, Box/File
F0275 | Chair, Swivel, High Back | 1 | VV | Highback contemporary swivel chair, 41" high X 23" wide X 23" deep with five (5) caster swivel base and arms. Chair may be used at desks or in conference rooms. Back and seat are foam padded and upholstered with either woven textile fabric or vinyl.
F0420 | Cabinet, Filing, Lateral, Half Height | 1 | VV | Half height two (2) or three (3) drawer lateral filing cabinet, 28" high X 42" wide X 18" deep with recessed handles, locking device and drawer label holders. Drawers are adaptable to either letter or legal size materials.
F2000 | Basket, Wastepaper, Fire Resistant | 1 | VV | Wastepaper basket, fire resistant, approximately 40 quart capacity. This unit is used to collect and temporarily store small quantities of paper refuse in patient rooms, administrative areas and nursing stations. Size and shape varies depending on the application and manufacturer selected.
M1801 | Computer, Microprocessing, w/Flat Panel Monitor | 1 | VV | Desk top microprocessing computer. The unit shall consist of a central processing mini tower, flat panel monitor, keyboard, mouse and speakers. The system shall have the following minimum characteristics: a 2.8 GHz Pentium processor; 512 MB memory; 80GB hard drive; 32/48x CD-ROMDVD combo; 1.44MB network interface card; video 32 MB NVIDIA; a 18 inch flat panel monitor. The computer is used throughout the facility to input, manipulate and retrieve information.
7 - SS218 - Medical Service Staff Physician Workstation, Stff Sprt | 7 - SS218 - Medical Service Staff Physician Workstation, Stff Sprt | 7 - SS218 - Medical Service Staff Physician Workstation, Stff Sprt | 7 - SS218 - Medical Service Staff Physician Workstation, Stff Sprt | 7 - SS218 - Medical Service Staff Physician Workstation, Stff Sprt
JSN | NAME | QTY | ACQ/INS | DESCRIPTION
A1010 | Telecommunication Outlet | 2 | VV | Telecommunication outlet location.
A1015 | Telephone, Desk, Multiple Line | 1 | VV | Telephone, desk, multiple line.
E0123 | Workstation, Straight, Free Standing, 72" W | 1 | VV | This JSN will provide a whole work station typical to quickly plan work in areas in clinical or administrative spaces. There will be a price decrease if typical work stations are used with vertical hanging strips instead of panels. THIS TYPICAL INCLUDES: 4 Standard Solid Panels 2 Panel Connectors, 2-Way Corner 1 Panel-to-Panel Connector 2 Finished End Hardware 1 Cantilevered, Work Surface 2 Lockable Flipper Units 2 Shelf, Storage/Displays 2 Lights 1 Tack board 1 Tool Rail 1 Paper Tray 1 Diagonal Tray 1 Adjustable Keyboard Tray 1 Mobile Pedestal, Box/File
F0275 | Chair, Swivel, High Back | 1 | VV | Highback contemporary swivel chair, 41" high X 23" wide X 23" deep with five (5) caster swivel base and arms. Chair may be used at desks or in conference rooms. Back and seat are foam padded and upholstered with either woven textile fabric or vinyl.
F0420 | Cabinet, Filing, Lateral, Half Height | 1 | VV | Half height two (2) or three (3) drawer lateral filing cabinet, 28" high X 42" wide X 18" deep with recessed handles, locking device and drawer label holders. Drawers are adaptable to either letter or legal size materials.
F2000 | Basket, Wastepaper, Fire Resistant | 1 | VV | Wastepaper basket, fire resistant, approximately 40 quart capacity. This unit is used to collect and temporarily store small quantities of paper refuse in patient rooms, administrative areas and nursing stations. Size and shape varies depending on the application and manufacturer selected.
M1801 | Computer, Microprocessing, w/Flat Panel Monitor | 1 | VV | Desk top microprocessing computer. The unit shall consist of a central processing mini tower, flat panel monitor, keyboard, mouse and speakers. The system shall have the following minimum characteristics: a 2.8 GHz Pentium processor; 512 MB memory; 80GB hard drive; 32/48x CD-ROMDVD combo; 1.44MB network interface card; video 32 MB NVIDIA; a 18 inch flat panel monitor. The computer is used throughout the facility to input, manipulate and retrieve information.
8 - SS217 - Medical Service Resident Workstation, Stff Sprt | 8 - SS217 - Medical Service Resident Workstation, Stff Sprt | 8 - SS217 - Medical Service Resident Workstation, Stff Sprt | 8 - SS217 - Medical Service Resident Workstation, Stff Sprt | 8 - SS217 - Medical Service Resident Workstation, Stff Sprt
JSN | NAME | QTY | ACQ/INS | DESCRIPTION
A1010 | Telecommunication Outlet | 1 | VV | Telecommunication outlet location.
A1015 | Telephone, Desk, Multiple Line | 1 | VV | Telephone, desk, multiple line.
E0123 | Workstation, Straight, Free Standing, 72" W | 1 | VV | This JSN will provide a whole work station typical to quickly plan work in areas in clinical or administrative spaces. There will be a price decrease if typical work stations are used with vertical hanging strips instead of panels. THIS TYPICAL INCLUDES: 4 Standard Solid Panels 2 Panel Connectors, 2-Way Corner 1 Panel-to-Panel Connector 2 Finished End Hardware 1 Cantilevered, Work Surface 2 Lockable Flipper Units 2 Shelf, Storage/Displays 2 Lights 1 Tack board 1 Tool Rail 1 Paper Tray 1 Diagonal Tray 1 Adjustable Keyboard Tray 1 Mobile Pedestal, Box/File
F0275 | Chair, Swivel, High Back | 1 | VV | Highback contemporary swivel chair, 41" high X 23" wide X 23" deep with five (5) caster swivel base and arms. Chair may be used at desks or in conference rooms. Back and seat are foam padded and upholstered with either woven textile fabric or vinyl.
F0420 | Cabinet, Filing, Lateral, Half Height | 1 | VV | Half height two (2) or three (3) drawer lateral filing cabinet, 28" high X 42" wide X 18" deep with recessed handles, locking device and drawer label holders. Drawers are adaptable to either letter or legal size materials.
F2000 | Basket, Wastepaper, Fire Resistant | 1 | VV | Wastepaper basket, fire resistant, approximately 40 quart capacity. This unit is used to collect and temporarily store small quantities of paper refuse in patient rooms, administrative areas and nursing stations. Size and shape varies depending on the application and manufacturer selected.
M1801 | Computer, Microprocessing, w/Flat Panel Monitor | 1 | VV | Desk top microprocessing computer. The unit shall consist of a central processing mini tower, flat panel monitor, keyboard, mouse and speakers. The system shall have the following minimum characteristics: a 2.8 GHz Pentium processor; 512 MB memory; 80GB hard drive; 32/48x CD-ROMDVD combo; 1.44MB network interface card; video 32 MB NVIDIA; a 18 inch flat panel monitor. The computer is used throughout the facility to input, manipulate and retrieve information.
9 - SB191 - Medical Service Staff Toilet, Bldg Sprt | 9 - SB191 - Medical Service Staff Toilet, Bldg Sprt | 9 - SB191 - Medical Service Staff Toilet, Bldg Sprt | 9 - SB191 - Medical Service Staff Toilet, Bldg Sprt | 9 - SB191 - Medical Service Staff Toilet, Bldg Sprt
JSN | NAME | QTY | ACQ/INS | DESCRIPTION
A1067 | Mirror, Float Glass, ADA Accessible | 1 | CC | A high quality 1/4" polished float glass mirror with a stainless steel frame. Frame holds mirror in a tilted position for accessibility and compliance with ADA requirements. Mirror has a galvanized steel back secured to frame with concealed screws with integral horizontal hanging brackets. Mirror shall be approximately 18" wide and 36" high. Other sizes are available.
A4995 | Table, Diaper Changing, Wall Mounted | 1 | CC | Wall mounted diaper changing table for use in public restrooms. Unit is a fold down system that folds upward when not in use for minimal intrusion into the room. Changing surface is contoured and has safety belt to insure that an infant will not fall from the table. Table is designed to hold no less than 250 pounds static weight. Closed dimensions are approximately 21" H x 36" W x 5" D. Open dimensions vary according to style. One system's open dimensions are 15 " high, 32" wide and 19" deep.
A5075 | Dispenser, Soap, Disposable | 1 | VV | Disposable soap dispenser. One-handed dispensing operation. Designed to accommodate disposable soap cartridge and valve.
A5082 | Dispenser, Paper Towel, Sensor, Hands Free | 1 | CC | A surface mounted, sensor activated, automatic, roll paper towel dispenser. The unit dispenses a paper towel automatically only when hands are place in position below the dispenser for maximum sanitation and hygiene. May include adjustable settings for sheet length, time delay, and sensor range. Unit is battery operated or with optional AC power adapter.
A5090 | Disposal, Sanitary Napkin, SS, Surface Mounted | 1 | CC | A surface mounted, satin finish stainless steel, sanitary napkin disposal. Disposal features a flip-up cover, secured to the container by a heavy duty stainless steel piano-hinge. Disposal may be secured to wall or toilet partition. For general purpose use in female toilet stalls or rooms and uni-sex toilet rooms.
A5109 | Grab Bar, 1-1/4" Dia., SS, 2 Wall, W/C Accessible | 1 | CC | A 1-1/4" diameter, satin finish stainless steel, peened gripping surface, 2 wall toilet stall/ room, grab bar with concealed mounting flanges. Snap over flanges are provided to conceal mounting screws. A selection of mounting kits and concealed anchor devices are available from the manufacturers for different types of installations. Grab bar shall comply with barrier-free accessibility guidelines for structural strength. For typical water closet applications in toilet stalls and rooms where ADA (American's With Disabilities Act) requirements must be met.
A5145 | Hook, Garment, Double, SS, Surface Mounted | 1 | CC | A surface mounted, satin finish stainless steel, double garment hook. Equipped with a concealed mounting bracket that is secured to a concealed wall plate. For general purpose use throughout the facility to hang various items of apparel.
A5200 | Dispenser, Toilet Tissue, SS, 2-Roll, Surface Mntd | 1 | CC | A concealed surface mounted, double roll, satin finish stainless steel, toilet tissue dispenser. Unit accommodates two standard-core toilet tissue rolls through 5" in diameter. Spindles are chrome plated plastic with a heavy-duty internal spring and turn freely for non-controlled delivery. For general purpose use in restrooms.
F2010 | Basket, Wastepaper, Step-On | 1 | VV | "Step-on" wastepaper basket with inner liner and foot petal activated flip top.
P3200 | Lavatory, Vitreous China, Slab Type w/Sens Op Fauc | 1 | CC | Wall mounted, slab type, vitreous china, lavatory (approximately 7 x 15 x 10 inches) with faucet holes on 4 inch centers; electronic sensor operated, goose neck spout and grid strainer. It shall be suitable for use in clinics, offices and patient care areas.
P9050 | Toilet, Wall Hung, Siphon Jet | 1 | CC | Siphon jet water closet/ toilet. This unit is wall hung with an elongated bowl, top spud flushometer, seat with open front and check hinge, and carrier. Used in restrooms throughout the health care facility.
10 - SB746 - Medical Service Storage Room, Lgstcs Svc | 10 - SB746 - Medical Service Storage Room, Lgstcs Svc | 10 - SB746 - Medical Service Storage Room, Lgstcs Svc | 10 - SB746 - Medical Service Storage Room, Lgstcs Svc | 10 - SB746 - Medical Service Storage Room, Lgstcs Svc
JSN | NAME | QTY | ACQ/INS | DESCRIPTION
A1010 | Telecommunication Outlet | 1 | VV | Telecommunication outlet location.
A1014 | Telephone, Wall Mounted, 1 Line, With Speaker | 1 | VV | Telephone, wall mounted, 1 line, with speaker.
M2055 | Shelving, Storage, Wire, CRS, w/Adjustable Shelves | 4 | VV | Stationary, wire, shelving unit. Unit has fully adjustable shelves constructed of stainless steel. For use in general purpose storage areas. Shelving is provided in various sizes and configurations. Price provided is for a unit approximately 74"H x 18"D x 48"W with four shelves.
2 - HOSPITAL MEDICINE AREA | 2 - HOSPITAL MEDICINE AREA | 2 - HOSPITAL MEDICINE AREA | 2 - HOSPITAL MEDICINE AREA | 2 - HOSPITAL MEDICINE AREA
1 - SC174 - Hospital Medicine Patient Interview Room, Clncl Sprt | 1 - SC174 - Hospital Medicine Patient Interview Room, Clncl Sprt | 1 - SC174 - Hospital Medicine Patient Interview Room, Clncl Sprt | 1 - SC174 - Hospital Medicine Patient Interview Room, Clncl Sprt | 1 - SC174 - Hospital Medicine Patient Interview Room, Clncl Sprt
JSN | NAME | QTY | ACQ/INS | DESCRIPTION
A1010 | Telecommunication Outlet | 2 | VV | Telecommunication outlet location.
A1015 | Telephone, Desk, Multiple Line | 1 | VV | Telephone, desk, multiple line.
A5075 | Dispenser, Soap, Disposable | 1 | VV | Disposable soap dispenser. One-handed dispensing operation. Designed to accommodate disposable soap cartridge and valve.
A5080 | Dispenser, Paper Towel, SS, Surface Mounted | 1 | CC | A surface mounted, satin finish stainless steel, single-fold, paper towel dispenser. Dispenser features: tumbler lock; front hinged at bottom; and refill indicator slot. Minimum capacity 400 single-fold paper towels. For general purpose use throughout the facility.
A5145 | Hook, Garment, Double, SS, Surface Mounted | 1 | CC | A surface mounted, satin finish stainless steel, double garment hook. Equipped with a concealed mounting bracket that is secured to a concealed wall plate. For general purpose use throughout the facility to hang various items of apparel.
CD040 | Cabinet, W/H, 2 Shelf, 2 DO, Sloping Top, 38x36x13 | 1 | CC | Wall hung cabinet with two adjustable shelves, solid hinged doors, and sloping top. Also referred to as a solid hinged double door wall case. For general purpose use throughout the facility.
CS010 | Sink, SS, Single Compartment, 7.5x12x12 ID | 1 | CC | Single compartment stainless steel sink, drop-in, self-rimming, ledge-type, connected with a drain and provided with a mixing faucet. It shall also be provided with pre-punched fixture holes on 4" center, integral back ledge to accommodate deck-mounted fixtures, brushed/polished interior and top surfaces, and sound deadened. Recommended for use in suspended or U/C/B sink cabinets having a high plastic laminate or Chemsurf laminate countertop/work surface. For general purpose use throughout the facility.
CT020 | Countertop, Solid Surface | 1 | CC | A solid, nonporous countertop with a smooth seamless appearance. Easy to clean and maintain and with proper cleaning does not support the growth of mold. An acrylic-based solid surface product. Standard thickness of 1", and a 4" butt backsplash/curb. Also referred to as a work surface or work top. Available in a choice of colors and depths. Used in lab and other hospital areas requiring optimum physical and chemical resisting properties.
F0205 | Chair, Side With Arms | 3 | VV | Upholstered side chair, 32" high X 21" wide X 23" deep with arms, padded seats and padded backs. Seat height is a minimum of 17". Available with or without sled base.
F0340 | Stool, Self Adjusting | 1 | VV | Self adjusting stool. Consists of a foam padded upholstered seat with attached foot rest for added comfort. Mounted on swivel casters. Designed for doctor's use during examinations.
F0740 | Table, Occasional, Lamp | 1 | VV | Occasional lamp table (end table) approximately 20" high X 27" wide X 27" deep with choice of finishes (wood, oak veneer, or high pressure laminate).
F2000 | Basket, Wastepaper, Fire Resistant | 1 | VV | Wastepaper basket, fire resistant, approximately 40 quart capacity. This unit is used to collect and temporarily store small quantities of paper refuse in patient rooms, administrative areas and nursing stations. Size and shape varies depending on the application and manufacturer selected.
F3200 | Clock, Battery, 12" Diameter | 1 | VV | Clock, 12" diameter. Round surface, easy to read numbers with sweep second hand. Wall mounted unit for use when impractical to install a fully synchronized clock system. Battery operated, (batteries not included).
M1801 | Computer, Microprocessing, w/Flat Panel Monitor | 1 | VV | Desk top microprocessing computer. The unit shall consist of a central processing mini tower, flat panel monitor, keyboard, mouse and speakers. The system shall have the following minimum characteristics: a 2.8 GHz Pentium processor; 512 MB memory; 80GB hard drive; 32/48x CD-ROMDVD combo; 1.44MB network interface card; video 32 MB NVIDIA; a 18 inch flat panel monitor. The computer is used throughout the facility to input, manipulate and retrieve information.
M1802 | Work Station, Computer, Retractable, Wall Mounted | 1 | VV | A wall mounted retractable work station. Work station is used as a computer station in treatment rooms, exam rooms and areas where physical space in limited.
2 - SS204 - Hospital Medicine Service Chief Office, Stff Sprt | 2 - SS204 - Hospital Medicine Service Chief Office, Stff Sprt | 2 - SS204 - Hospital Medicine Service Chief Office, Stff Sprt | 2 - SS204 - Hospital Medicine Service Chief Office, Stff Sprt | 2 - SS204 - Hospital Medicine Service Chief Office, Stff Sprt
JSN | NAME | QTY | ACQ/INS | DESCRIPTION
A1010 | Telecommunication Outlet | 2 | VV | Telecommunication outlet location.
A1015 | Telephone, Desk, Multiple Line | 1 | VV | Telephone, desk, multiple line.
A5145 | Hook, Garment, Double, SS, Surface Mounted | 1 | CC | A surface mounted, satin finish stainless steel, double garment hook. Equipped with a concealed mounting bracket that is secured to a concealed wall plate. For general purpose use throughout the facility to hang various items of apparel.
E0078 | Workstation, L-Shaped w/Peninsula, Free Std, 78x72 | 1 | VV | This section will provide a whole work station typical to quickly plan work areas in clinical or administrative spaces. There will be a price decrease if typical work stations are used with vertical hanging strips instead of panels. THIS TYPICAL INCLUDES: 4 standard solid panels; 2 panel connectors, 2-way corner; 1 panel-to-panel connector; 2 finished end hardware; 1 cantilevered work surface; 1 peninsula work surface; 2 lockable flipper units; 2 shelf, storage/display; 2 lights; 1 tack board, 48"W; 1 tool rail, 30"W; 1 paper tray; 1 diagonal tray; 1 adjustable keyboard tray; 1 mobile pedestal, box/file.
F0110 | Bookcase, 3 Shelf | 1 | VV | Freestanding open metal shelf book case, approximately 60" high X 36" wide X 18" deep with three (3) adjustable shelves and four (4) non-marking floor glides.
F0205 | Chair, Side With Arms | 2 | VV | Upholstered side chair, 32" high X 21" wide X 23" deep with arms, padded seats and padded backs. Seat height is a minimum of 17". Available with or without sled base.
F0275 | Chair, Swivel, High Back | 1 | VV | Highback contemporary swivel chair, 41" high X 23" wide X 23" deep with five (5) caster swivel base and arms. Chair may be used at desks or in conference rooms. Back and seat are foam padded and upholstered with either woven textile fabric or vinyl.
F0420 | Cabinet, Filing, Lateral, Half Height | 1 | VV | Half height two (2) or three (3) drawer lateral filing cabinet, 28" high X 42" wide X 18" deep with recessed handles, locking device and drawer label holders. Drawers are adaptable to either letter or legal size materials.
F2000 | Basket, Wastepaper, Fire Resistant | 1 | VV | Wastepaper basket, fire resistant, approximately 40 quart capacity. This unit is used to collect and temporarily store small quantities of paper refuse in patient rooms, administrative areas and nursing stations. Size and shape varies depending on the application and manufacturer selected.
F3200 | Clock, Battery, 12" Diameter | 1 | VV | Clock, 12" diameter. Round surface, easy to read numbers with sweep second hand. Wall mounted unit for use when impractical to install a fully synchronized clock system. Battery operated, (batteries not included).
M1801 | Computer, Microprocessing, w/Flat Panel Monitor | 1 | VV | Desk top microprocessing computer. The unit shall consist of a central processing mini tower, flat panel monitor, keyboard, mouse and speakers. The system shall have the following minimum characteristics: a 2.8 GHz Pentium processor; 512 MB memory; 80GB hard drive; 32/48x CD-ROMDVD combo; 1.44MB network interface card; video 32 MB NVIDIA; a 18 inch flat panel monitor. The computer is used throughout the facility to input, manipulate and retrieve information.
3 - SS204 - Hospital Medicine Assistant Chief Office, Stff Sprt | 3 - SS204 - Hospital Medicine Assistant Chief Office, Stff Sprt | 3 - SS204 - Hospital Medicine Assistant Chief Office, Stff Sprt | 3 - SS204 - Hospital Medicine Assistant Chief Office, Stff Sprt | 3 - SS204 - Hospital Medicine Assistant Chief Office, Stff Sprt
JSN | NAME | QTY | ACQ/INS | DESCRIPTION
A1010 | Telecommunication Outlet | 2 | VV | Telecommunication outlet location.
A1015 | Telephone, Desk, Multiple Line | 1 | VV | Telephone, desk, multiple line.
A5145 | Hook, Garment, Double, SS, Surface Mounted | 1 | CC | A surface mounted, satin finish stainless steel, double garment hook. Equipped with a concealed mounting bracket that is secured to a concealed wall plate. For general purpose use throughout the facility to hang various items of apparel.
E0078 | Workstation, L-Shaped w/Peninsula, Free Std, 78x72 | 1 | VV | This section will provide a whole work station typical to quickly plan work areas in clinical or administrative spaces. There will be a price decrease if typical work stations are used with vertical hanging strips instead of panels. THIS TYPICAL INCLUDES: 4 standard solid panels; 2 panel connectors, 2-way corner; 1 panel-to-panel connector; 2 finished end hardware; 1 cantilevered work surface; 1 peninsula work surface; 2 lockable flipper units; 2 shelf, storage/display; 2 lights; 1 tack board, 48"W; 1 tool rail, 30"W; 1 paper tray; 1 diagonal tray; 1 adjustable keyboard tray; 1 mobile pedestal, box/file.
F0110 | Bookcase, 3 Shelf | 1 | VV | Freestanding open metal shelf book case, approximately 60" high X 36" wide X 18" deep with three (3) adjustable shelves and four (4) non-marking floor glides.
F0205 | Chair, Side With Arms | 2 | VV | Upholstered side chair, 32" high X 21" wide X 23" deep with arms, padded seats and padded backs. Seat height is a minimum of 17". Available with or without sled base.
F0275 | Chair, Swivel, High Back | 1 | VV | Highback contemporary swivel chair, 41" high X 23" wide X 23" deep with five (5) caster swivel base and arms. Chair may be used at desks or in conference rooms. Back and seat are foam padded and upholstered with either woven textile fabric or vinyl.
F0420 | Cabinet, Filing, Lateral, Half Height | 1 | VV | Half height two (2) or three (3) drawer lateral filing cabinet, 28" high X 42" wide X 18" deep with recessed handles, locking device and drawer label holders. Drawers are adaptable to either letter or legal size materials.
F2000 | Basket, Wastepaper, Fire Resistant | 1 | VV | Wastepaper basket, fire resistant, approximately 40 quart capacity. This unit is used to collect and temporarily store small quantities of paper refuse in patient rooms, administrative areas and nursing stations. Size and shape varies depending on the application and manufacturer selected.
F3200 | Clock, Battery, 12" Diameter | 1 | VV | Clock, 12" diameter. Round surface, easy to read numbers with sweep second hand. Wall mounted unit for use when impractical to install a fully synchronized clock system. Battery operated, (batteries not included).
M1801 | Computer, Microprocessing, w/Flat Panel Monitor | 1 | VV | Desk top microprocessing computer. The unit shall consist of a central processing mini tower, flat panel monitor, keyboard, mouse and speakers. The system shall have the following minimum characteristics: a 2.8 GHz Pentium processor; 512 MB memory; 80GB hard drive; 32/48x CD-ROMDVD combo; 1.44MB network interface card; video 32 MB NVIDIA; a 18 inch flat panel monitor. The computer is used throughout the facility to input, manipulate and retrieve information.
4 - SS204 - Hospital Medicine Administrative Officer (AO) Office, Stff Sprt | 4 - SS204 - Hospital Medicine Administrative Officer (AO) Office, Stff Sprt | 4 - SS204 - Hospital Medicine Administrative Officer (AO) Office, Stff Sprt | 4 - SS204 - Hospital Medicine Administrative Officer (AO) Office, Stff Sprt | 4 - SS204 - Hospital Medicine Administrative Officer (AO) Office, Stff Sprt
JSN | NAME | QTY | ACQ/INS | DESCRIPTION
A1010 | Telecommunication Outlet | 2 | VV | Telecommunication outlet location.
A1015 | Telephone, Desk, Multiple Line | 1 | VV | Telephone, desk, multiple line.
A5145 | Hook, Garment, Double, SS, Surface Mounted | 1 | CC | A surface mounted, satin finish stainless steel, double garment hook. Equipped with a concealed mounting bracket that is secured to a concealed wall plate. For general purpose use throughout the facility to hang various items of apparel.
E0078 | Workstation, L-Shaped w/Peninsula, Free Std, 78x72 | 1 | VV | This section will provide a whole work station typical to quickly plan work areas in clinical or administrative spaces. There will be a price decrease if typical work stations are used with vertical hanging strips instead of panels. THIS TYPICAL INCLUDES: 4 standard solid panels; 2 panel connectors, 2-way corner; 1 panel-to-panel connector; 2 finished end hardware; 1 cantilevered work surface; 1 peninsula work surface; 2 lockable flipper units; 2 shelf, storage/display; 2 lights; 1 tack board, 48"W; 1 tool rail, 30"W; 1 paper tray; 1 diagonal tray; 1 adjustable keyboard tray; 1 mobile pedestal, box/file.
F0110 | Bookcase, 3 Shelf | 1 | VV | Freestanding open metal shelf book case, approximately 60" high X 36" wide X 18" deep with three (3) adjustable shelves and four (4) non-marking floor glides.
F0205 | Chair, Side With Arms | 2 | VV | Upholstered side chair, 32" high X 21" wide X 23" deep with arms, padded seats and padded backs. Seat height is a minimum of 17". Available with or without sled base.
F0275 | Chair, Swivel, High Back | 1 | VV | Highback contemporary swivel chair, 41" high X 23" wide X 23" deep with five (5) caster swivel base and arms. Chair may be used at desks or in conference rooms. Back and seat are foam padded and upholstered with either woven textile fabric or vinyl.
F0420 | Cabinet, Filing, Lateral, Half Height | 1 | VV | Half height two (2) or three (3) drawer lateral filing cabinet, 28" high X 42" wide X 18" deep with recessed handles, locking device and drawer label holders. Drawers are adaptable to either letter or legal size materials.
F2000 | Basket, Wastepaper, Fire Resistant | 1 | VV | Wastepaper basket, fire resistant, approximately 40 quart capacity. This unit is used to collect and temporarily store small quantities of paper refuse in patient rooms, administrative areas and nursing stations. Size and shape varies depending on the application and manufacturer selected.
F3200 | Clock, Battery, 12" Diameter | 1 | VV | Clock, 12" diameter. Round surface, easy to read numbers with sweep second hand. Wall mounted unit for use when impractical to install a fully synchronized clock system. Battery operated, (batteries not included).
M1801 | Computer, Microprocessing, w/Flat Panel Monitor | 1 | VV | Desk top microprocessing computer. The unit shall consist of a central processing mini tower, flat panel monitor, keyboard, mouse and speakers. The system shall have the following minimum characteristics: a 2.8 GHz Pentium processor; 512 MB memory; 80GB hard drive; 32/48x CD-ROMDVD combo; 1.44MB network interface card; video 32 MB NVIDIA; a 18 inch flat panel monitor. The computer is used throughout the facility to input, manipulate and retrieve information.
5 - SS218 - Hospital Medicine Administration Support Workstation, Stff Sprt | 5 - SS218 - Hospital Medicine Administration Support Workstation, Stff Sprt | 5 - SS218 - Hospital Medicine Administration Support Workstation, Stff Sprt | 5 - SS218 - Hospital Medicine Administration Support Workstation, Stff Sprt | 5 - SS218 - Hospital Medicine Administration Support Workstation, Stff Sprt
JSN | NAME | QTY | ACQ/INS | DESCRIPTION
A1010 | Telecommunication Outlet | 2 | VV | Telecommunication outlet location.
A1015 | Telephone, Desk, Multiple Line | 1 | VV | Telephone, desk, multiple line.
E0123 | Workstation, Straight, Free Standing, 72" W | 1 | VV | This JSN will provide a whole work station typical to quickly plan work in areas in clinical or administrative spaces. There will be a price decrease if typical work stations are used with vertical hanging strips instead of panels. THIS TYPICAL INCLUDES: 4 Standard Solid Panels 2 Panel Connectors, 2-Way Corner 1 Panel-to-Panel Connector 2 Finished End Hardware 1 Cantilevered, Work Surface 2 Lockable Flipper Units 2 Shelf, Storage/Displays 2 Lights 1 Tack board 1 Tool Rail 1 Paper Tray 1 Diagonal Tray 1 Adjustable Keyboard Tray 1 Mobile Pedestal, Box/File
F0275 | Chair, Swivel, High Back | 1 | VV | Highback contemporary swivel chair, 41" high X 23" wide X 23" deep with five (5) caster swivel base and arms. Chair may be used at desks or in conference rooms. Back and seat are foam padded and upholstered with either woven textile fabric or vinyl.
F0420 | Cabinet, Filing, Lateral, Half Height | 1 | VV | Half height two (2) or three (3) drawer lateral filing cabinet, 28" high X 42" wide X 18" deep with recessed handles, locking device and drawer label holders. Drawers are adaptable to either letter or legal size materials.
F2000 | Basket, Wastepaper, Fire Resistant | 1 | VV | Wastepaper basket, fire resistant, approximately 40 quart capacity. This unit is used to collect and temporarily store small quantities of paper refuse in patient rooms, administrative areas and nursing stations. Size and shape varies depending on the application and manufacturer selected.
M1801 | Computer, Microprocessing, w/Flat Panel Monitor | 1 | VV | Desk top microprocessing computer. The unit shall consist of a central processing mini tower, flat panel monitor, keyboard, mouse and speakers. The system shall have the following minimum characteristics: a 2.8 GHz Pentium processor; 512 MB memory; 80GB hard drive; 32/48x CD-ROMDVD combo; 1.44MB network interface card; video 32 MB NVIDIA; a 18 inch flat panel monitor. The computer is used throughout the facility to input, manipulate and retrieve information.
6 - SS218 - Hospital Medicine Clerical Workstation, Stff Sprt | 6 - SS218 - Hospital Medicine Clerical Workstation, Stff Sprt | 6 - SS218 - Hospital Medicine Clerical Workstation, Stff Sprt | 6 - SS218 - Hospital Medicine Clerical Workstation, Stff Sprt | 6 - SS218 - Hospital Medicine Clerical Workstation, Stff Sprt
JSN | NAME | QTY | ACQ/INS | DESCRIPTION
A1010 | Telecommunication Outlet | 2 | VV | Telecommunication outlet location.
A1015 | Telephone, Desk, Multiple Line | 1 | VV | Telephone, desk, multiple line.
E0123 | Workstation, Straight, Free Standing, 72" W | 1 | VV | This JSN will provide a whole work station typical to quickly plan work in areas in clinical or administrative spaces. There will be a price decrease if typical work stations are used with vertical hanging strips instead of panels. THIS TYPICAL INCLUDES: 4 Standard Solid Panels 2 Panel Connectors, 2-Way Corner 1 Panel-to-Panel Connector 2 Finished End Hardware 1 Cantilevered, Work Surface 2 Lockable Flipper Units 2 Shelf, Storage/Displays 2 Lights 1 Tack board 1 Tool Rail 1 Paper Tray 1 Diagonal Tray 1 Adjustable Keyboard Tray 1 Mobile Pedestal, Box/File
F0275 | Chair, Swivel, High Back | 1 | VV | Highback contemporary swivel chair, 41" high X 23" wide X 23" deep with five (5) caster swivel base and arms. Chair may be used at desks or in conference rooms. Back and seat are foam padded and upholstered with either woven textile fabric or vinyl.
F0420 | Cabinet, Filing, Lateral, Half Height | 1 | VV | Half height two (2) or three (3) drawer lateral filing cabinet, 28" high X 42" wide X 18" deep with recessed handles, locking device and drawer label holders. Drawers are adaptable to either letter or legal size materials.
F2000 | Basket, Wastepaper, Fire Resistant | 1 | VV | Wastepaper basket, fire resistant, approximately 40 quart capacity. This unit is used to collect and temporarily store small quantities of paper refuse in patient rooms, administrative areas and nursing stations. Size and shape varies depending on the application and manufacturer selected.
M1801 | Computer, Microprocessing, w/Flat Panel Monitor | 1 | VV | Desk top microprocessing computer. The unit shall consist of a central processing mini tower, flat panel monitor, keyboard, mouse and speakers. The system shall have the following minimum characteristics: a 2.8 GHz Pentium processor; 512 MB memory; 80GB hard drive; 32/48x CD-ROMDVD combo; 1.44MB network interface card; video 32 MB NVIDIA; a 18 inch flat panel monitor. The computer is used throughout the facility to input, manipulate and retrieve information.
7 - SS218 - Hospital Medicine Staff Physician Workstation, Stff Sprt | 7 - SS218 - Hospital Medicine Staff Physician Workstation, Stff Sprt | 7 - SS218 - Hospital Medicine Staff Physician Workstation, Stff Sprt | 7 - SS218 - Hospital Medicine Staff Physician Workstation, Stff Sprt | 7 - SS218 - Hospital Medicine Staff Physician Workstation, Stff Sprt
JSN | NAME | QTY | ACQ/INS | DESCRIPTION
A1010 | Telecommunication Outlet | 2 | VV | Telecommunication outlet location.
A1015 | Telephone, Desk, Multiple Line | 1 | VV | Telephone, desk, multiple line.
E0123 | Workstation, Straight, Free Standing, 72" W | 1 | VV | This JSN will provide a whole work station typical to quickly plan work in areas in clinical or administrative spaces. There will be a price decrease if typical work stations are used with vertical hanging strips instead of panels. THIS TYPICAL INCLUDES: 4 Standard Solid Panels 2 Panel Connectors, 2-Way Corner 1 Panel-to-Panel Connector 2 Finished End Hardware 1 Cantilevered, Work Surface 2 Lockable Flipper Units 2 Shelf, Storage/Displays 2 Lights 1 Tack board 1 Tool Rail 1 Paper Tray 1 Diagonal Tray 1 Adjustable Keyboard Tray 1 Mobile Pedestal, Box/File
F0275 | Chair, Swivel, High Back | 1 | VV | Highback contemporary swivel chair, 41" high X 23" wide X 23" deep with five (5) caster swivel base and arms. Chair may be used at desks or in conference rooms. Back and seat are foam padded and upholstered with either woven textile fabric or vinyl.
F0420 | Cabinet, Filing, Lateral, Half Height | 1 | VV | Half height two (2) or three (3) drawer lateral filing cabinet, 28" high X 42" wide X 18" deep with recessed handles, locking device and drawer label holders. Drawers are adaptable to either letter or legal size materials.
F2000 | Basket, Wastepaper, Fire Resistant | 1 | VV | Wastepaper basket, fire resistant, approximately 40 quart capacity. This unit is used to collect and temporarily store small quantities of paper refuse in patient rooms, administrative areas and nursing stations. Size and shape varies depending on the application and manufacturer selected.
M1801 | Computer, Microprocessing, w/Flat Panel Monitor | 1 | VV | Desk top microprocessing computer. The unit shall consist of a central processing mini tower, flat panel monitor, keyboard, mouse and speakers. The system shall have the following minimum characteristics: a 2.8 GHz Pentium processor; 512 MB memory; 80GB hard drive; 32/48x CD-ROMDVD combo; 1.44MB network interface card; video 32 MB NVIDIA; a 18 inch flat panel monitor. The computer is used throughout the facility to input, manipulate and retrieve information.
8 - SS217 - Hospital Medicine Resident Workstation, Stff Sprt | 8 - SS217 - Hospital Medicine Resident Workstation, Stff Sprt | 8 - SS217 - Hospital Medicine Resident Workstation, Stff Sprt | 8 - SS217 - Hospital Medicine Resident Workstation, Stff Sprt | 8 - SS217 - Hospital Medicine Resident Workstation, Stff Sprt
JSN | NAME | QTY | ACQ/INS | DESCRIPTION
A1010 | Telecommunication Outlet | 1 | VV | Telecommunication outlet location.
A1015 | Telephone, Desk, Multiple Line | 1 | VV | Telephone, desk, multiple line.
E0123 | Workstation, Straight, Free Standing, 72" W | 1 | VV | This JSN will provide a whole work station typical to quickly plan work in areas in clinical or administrative spaces. There will be a price decrease if typical work stations are used with vertical hanging strips instead of panels. THIS TYPICAL INCLUDES: 4 Standard Solid Panels 2 Panel Connectors, 2-Way Corner 1 Panel-to-Panel Connector 2 Finished End Hardware 1 Cantilevered, Work Surface 2 Lockable Flipper Units 2 Shelf, Storage/Displays 2 Lights 1 Tack board 1 Tool Rail 1 Paper Tray 1 Diagonal Tray 1 Adjustable Keyboard Tray 1 Mobile Pedestal, Box/File
F0275 | Chair, Swivel, High Back | 1 | VV | Highback contemporary swivel chair, 41" high X 23" wide X 23" deep with five (5) caster swivel base and arms. Chair may be used at desks or in conference rooms. Back and seat are foam padded and upholstered with either woven textile fabric or vinyl.
F0420 | Cabinet, Filing, Lateral, Half Height | 1 | VV | Half height two (2) or three (3) drawer lateral filing cabinet, 28" high X 42" wide X 18" deep with recessed handles, locking device and drawer label holders. Drawers are adaptable to either letter or legal size materials.
F2000 | Basket, Wastepaper, Fire Resistant | 1 | VV | Wastepaper basket, fire resistant, approximately 40 quart capacity. This unit is used to collect and temporarily store small quantities of paper refuse in patient rooms, administrative areas and nursing stations. Size and shape varies depending on the application and manufacturer selected.
M1801 | Computer, Microprocessing, w/Flat Panel Monitor | 1 | VV | Desk top microprocessing computer. The unit shall consist of a central processing mini tower, flat panel monitor, keyboard, mouse and speakers. The system shall have the following minimum characteristics: a 2.8 GHz Pentium processor; 512 MB memory; 80GB hard drive; 32/48x CD-ROMDVD combo; 1.44MB network interface card; video 32 MB NVIDIA; a 18 inch flat panel monitor. The computer is used throughout the facility to input, manipulate and retrieve information.
9 - SB191 - Hospital Medicine Staff Toilet, Bldg Sprt | 9 - SB191 - Hospital Medicine Staff Toilet, Bldg Sprt | 9 - SB191 - Hospital Medicine Staff Toilet, Bldg Sprt | 9 - SB191 - Hospital Medicine Staff Toilet, Bldg Sprt | 9 - SB191 - Hospital Medicine Staff Toilet, Bldg Sprt
JSN | NAME | QTY | ACQ/INS | DESCRIPTION
A1067 | Mirror, Float Glass, ADA Accessible | 1 | CC | A high quality 1/4" polished float glass mirror with a stainless steel frame. Frame holds mirror in a tilted position for accessibility and compliance with ADA requirements. Mirror has a galvanized steel back secured to frame with concealed screws with integral horizontal hanging brackets. Mirror shall be approximately 18" wide and 36" high. Other sizes are available.
A4995 | Table, Diaper Changing, Wall Mounted | 1 | CC | Wall mounted diaper changing table for use in public restrooms. Unit is a fold down system that folds upward when not in use for minimal intrusion into the room. Changing surface is contoured and has safety belt to insure that an infant will not fall from the table. Table is designed to hold no less than 250 pounds static weight. Closed dimensions are approximately 21" H x 36" W x 5" D. Open dimensions vary according to style. One system's open dimensions are 15 " high, 32" wide and 19" deep.
A5075 | Dispenser, Soap, Disposable | 1 | VV | Disposable soap dispenser. One-handed dispensing operation. Designed to accommodate disposable soap cartridge and valve.
A5082 | Dispenser, Paper Towel, Sensor, Hands Free | 1 | CC | A surface mounted, sensor activated, automatic, roll paper towel dispenser. The unit dispenses a paper towel automatically only when hands are place in position below the dispenser for maximum sanitation and hygiene. May include adjustable settings for sheet length, time delay, and sensor range. Unit is battery operated or with optional AC power adapter.
A5090 | Disposal, Sanitary Napkin, SS, Surface Mounted | 1 | CC | A surface mounted, satin finish stainless steel, sanitary napkin disposal. Disposal features a flip-up cover, secured to the container by a heavy duty stainless steel piano-hinge. Disposal may be secured to wall or toilet partition. For general purpose use in female toilet stalls or rooms and uni-sex toilet rooms.
A5109 | Grab Bar, 1-1/4" Dia., SS, 2 Wall, W/C Accessible | 1 | CC | A 1-1/4" diameter, satin finish stainless steel, peened gripping surface, 2 wall toilet stall/ room, grab bar with concealed mounting flanges. Snap over flanges are provided to conceal mounting screws. A selection of mounting kits and concealed anchor devices are available from the manufacturers for different types of installations. Grab bar shall comply with barrier-free accessibility guidelines for structural strength. For typical water closet applications in toilet stalls and rooms where ADA (American's With Disabilities Act) requirements must be met.
A5145 | Hook, Garment, Double, SS, Surface Mounted | 1 | CC | A surface mounted, satin finish stainless steel, double garment hook. Equipped with a concealed mounting bracket that is secured to a concealed wall plate. For general purpose use throughout the facility to hang various items of apparel.
A5200 | Dispenser, Toilet Tissue, SS, 2-Roll, Surface Mntd | 1 | CC | A concealed surface mounted, double roll, satin finish stainless steel, toilet tissue dispenser. Unit accommodates two standard-core toilet tissue rolls through 5" in diameter. Spindles are chrome plated plastic with a heavy-duty internal spring and turn freely for non-controlled delivery. For general purpose use in restrooms.
F2010 | Basket, Wastepaper, Step-On | 1 | VV | "Step-on" wastepaper basket with inner liner and foot petal activated flip top.
P3200 | Lavatory, Vitreous China, Slab Type w/Sens Op Fauc | 1 | CC | Wall mounted, slab type, vitreous china, lavatory (approximately 7 x 15 x 10 inches) with faucet holes on 4 inch centers; electronic sensor operated, goose neck spout and grid strainer. It shall be suitable for use in clinics, offices and patient care areas.
P9050 | Toilet, Wall Hung, Siphon Jet | 1 | CC | Siphon jet water closet/ toilet. This unit is wall hung with an elongated bowl, top spud flushometer, seat with open front and check hinge, and carrier. Used in restrooms throughout the health care facility.
10 - SB746 - Hospital Medicine Storage Room, Lgstcs Svc | 10 - SB746 - Hospital Medicine Storage Room, Lgstcs Svc | 10 - SB746 - Hospital Medicine Storage Room, Lgstcs Svc | 10 - SB746 - Hospital Medicine Storage Room, Lgstcs Svc | 10 - SB746 - Hospital Medicine Storage Room, Lgstcs Svc
JSN | NAME | QTY | ACQ/INS | DESCRIPTION
A1010 | Telecommunication Outlet | 1 | VV | Telecommunication outlet location.
A1014 | Telephone, Wall Mounted, 1 Line, With Speaker | 1 | VV | Telephone, wall mounted, 1 line, with speaker.
M2055 | Shelving, Storage, Wire, CRS, w/Adjustable Shelves | 4 | VV | Stationary, wire, shelving unit. Unit has fully adjustable shelves constructed of stainless steel. For use in general purpose storage areas. Shelving is provided in various sizes and configurations. Price provided is for a unit approximately 74"H x 18"D x 48"W with four shelves.
3 - ENDOCRINOLOGY AREA | 3 - ENDOCRINOLOGY AREA | 3 - ENDOCRINOLOGY AREA | 3 - ENDOCRINOLOGY AREA | 3 - ENDOCRINOLOGY AREA
1 - SC174 - Endocrinology Medicine Patient Interview Room, Clncl Sprt | 1 - SC174 - Endocrinology Medicine Patient Interview Room, Clncl Sprt | 1 - SC174 - Endocrinology Medicine Patient Interview Room, Clncl Sprt | 1 - SC174 - Endocrinology Medicine Patient Interview Room, Clncl Sprt | 1 - SC174 - Endocrinology Medicine Patient Interview Room, Clncl Sprt
JSN | NAME | QTY | ACQ/INS | DESCRIPTION
A1010 | Telecommunication Outlet | 2 | VV | Telecommunication outlet location.
A1015 | Telephone, Desk, Multiple Line | 1 | VV | Telephone, desk, multiple line.
A5075 | Dispenser, Soap, Disposable | 1 | VV | Disposable soap dispenser. One-handed dispensing operation. Designed to accommodate disposable soap cartridge and valve.
A5080 | Dispenser, Paper Towel, SS, Surface Mounted | 1 | CC | A surface mounted, satin finish stainless steel, single-fold, paper towel dispenser. Dispenser features: tumbler lock; front hinged at bottom; and refill indicator slot. Minimum capacity 400 single-fold paper towels. For general purpose use throughout the facility.
A5145 | Hook, Garment, Double, SS, Surface Mounted | 1 | CC | A surface mounted, satin finish stainless steel, double garment hook. Equipped with a concealed mounting bracket that is secured to a concealed wall plate. For general purpose use throughout the facility to hang various items of apparel.
CD040 | Cabinet, W/H, 2 Shelf, 2 DO, Sloping Top, 38x36x13 | 1 | CC | Wall hung cabinet with two adjustable shelves, solid hinged doors, and sloping top. Also referred to as a solid hinged double door wall case. For general purpose use throughout the facility.
CS010 | Sink, SS, Single Compartment, 7.5x12x12 ID | 1 | CC | Single compartment stainless steel sink, drop-in, self-rimming, ledge-type, connected with a drain and provided with a mixing faucet. It shall also be provided with pre-punched fixture holes on 4" center, integral back ledge to accommodate deck-mounted fixtures, brushed/polished interior and top surfaces, and sound deadened. Recommended for use in suspended or U/C/B sink cabinets having a high plastic laminate or Chemsurf laminate countertop/work surface. For general purpose use throughout the facility.
CT020 | Countertop, Solid Surface | 1 | CC | A solid, nonporous countertop with a smooth seamless appearance. Easy to clean and maintain and with proper cleaning does not support the growth of mold. An acrylic-based solid surface product. Standard thickness of 1", and a 4" butt backsplash/curb. Also referred to as a work surface or work top. Available in a choice of colors and depths. Used in lab and other hospital areas requiring optimum physical and chemical resisting properties.
F0205 | Chair, Side With Arms | 3 | VV | Upholstered side chair, 32" high X 21" wide X 23" deep with arms, padded seats and padded backs. Seat height is a minimum of 17". Available with or without sled base.
F0340 | Stool, Self Adjusting | 1 | VV | Self adjusting stool. Consists of a foam padded upholstered seat with attached foot rest for added comfort. Mounted on swivel casters. Designed for doctor's use during examinations.
F0740 | Table, Occasional, Lamp | 1 | VV | Occasional lamp table (end table) approximately 20" high X 27" wide X 27" deep with choice of finishes (wood, oak veneer, or high pressure laminate).
F2000 | Basket, Wastepaper, Fire Resistant | 1 | VV | Wastepaper basket, fire resistant, approximately 40 quart capacity. This unit is used to collect and temporarily store small quantities of paper refuse in patient rooms, administrative areas and nursing stations. Size and shape varies depending on the application and manufacturer selected.
F3200 | Clock, Battery, 12" Diameter | 1 | VV | Clock, 12" diameter. Round surface, easy to read numbers with sweep second hand. Wall mounted unit for use when impractical to install a fully synchronized clock system. Battery operated, (batteries not included).
M1801 | Computer, Microprocessing, w/Flat Panel Monitor | 1 | VV | Desk top microprocessing computer. The unit shall consist of a central processing mini tower, flat panel monitor, keyboard, mouse and speakers. The system shall have the following minimum characteristics: a 2.8 GHz Pentium processor; 512 MB memory; 80GB hard drive; 32/48x CD-ROMDVD combo; 1.44MB network interface card; video 32 MB NVIDIA; a 18 inch flat panel monitor. The computer is used throughout the facility to input, manipulate and retrieve information.
M1802 | Work Station, Computer, Retractable, Wall Mounted | 1 | VV | A wall mounted retractable work station. Work station is used as a computer station in treatment rooms, exam rooms and areas where physical space in limited.
2 - SS204 - Endocrinology Medicine Service Chief Office, Stff Sprt | 2 - SS204 - Endocrinology Medicine Service Chief Office, Stff Sprt | 2 - SS204 - Endocrinology Medicine Service Chief Office, Stff Sprt | 2 - SS204 - Endocrinology Medicine Service Chief Office, Stff Sprt | 2 - SS204 - Endocrinology Medicine Service Chief Office, Stff Sprt
JSN | NAME | QTY | ACQ/INS | DESCRIPTION
A1010 | Telecommunication Outlet | 2 | VV | Telecommunication outlet location.
A1015 | Telephone, Desk, Multiple Line | 1 | VV | Telephone, desk, multiple line.
A5145 | Hook, Garment, Double, SS, Surface Mounted | 1 | CC | A surface mounted, satin finish stainless steel, double garment hook. Equipped with a concealed mounting bracket that is secured to a concealed wall plate. For general purpose use throughout the facility to hang various items of apparel.
E0078 | Workstation, L-Shaped w/Peninsula, Free Std, 78x72 | 1 | VV | This section will provide a whole work station typical to quickly plan work areas in clinical or administrative spaces. There will be a price decrease if typical work stations are used with vertical hanging strips instead of panels. THIS TYPICAL INCLUDES: 4 standard solid panels; 2 panel connectors, 2-way corner; 1 panel-to-panel connector; 2 finished end hardware; 1 cantilevered work surface; 1 peninsula work surface; 2 lockable flipper units; 2 shelf, storage/display; 2 lights; 1 tack board, 48"W; 1 tool rail, 30"W; 1 paper tray; 1 diagonal tray; 1 adjustable keyboard tray; 1 mobile pedestal, box/file.
F0110 | Bookcase, 3 Shelf | 1 | VV | Freestanding open metal shelf book case, approximately 60" high X 36" wide X 18" deep with three (3) adjustable shelves and four (4) non-marking floor glides.
F0205 | Chair, Side With Arms | 2 | VV | Upholstered side chair, 32" high X 21" wide X 23" deep with arms, padded seats and padded backs. Seat height is a minimum of 17". Available with or without sled base.
F0275 | Chair, Swivel, High Back | 1 | VV | Highback contemporary swivel chair, 41" high X 23" wide X 23" deep with five (5) caster swivel base and arms. Chair may be used at desks or in conference rooms. Back and seat are foam padded and upholstered with either woven textile fabric or vinyl.
F0420 | Cabinet, Filing, Lateral, Half Height | 1 | VV | Half height two (2) or three (3) drawer lateral filing cabinet, 28" high X 42" wide X 18" deep with recessed handles, locking device and drawer label holders. Drawers are adaptable to either letter or legal size materials.
F2000 | Basket, Wastepaper, Fire Resistant | 1 | VV | Wastepaper basket, fire resistant, approximately 40 quart capacity. This unit is used to collect and temporarily store small quantities of paper refuse in patient rooms, administrative areas and nursing stations. Size and shape varies depending on the application and manufacturer selected.
F3200 | Clock, Battery, 12" Diameter | 1 | VV | Clock, 12" diameter. Round surface, easy to read numbers with sweep second hand. Wall mounted unit for use when impractical to install a fully synchronized clock system. Battery operated, (batteries not included).
M1801 | Computer, Microprocessing, w/Flat Panel Monitor | 1 | VV | Desk top microprocessing computer. The unit shall consist of a central processing mini tower, flat panel monitor, keyboard, mouse and speakers. The system shall have the following minimum characteristics: a 2.8 GHz Pentium processor; 512 MB memory; 80GB hard drive; 32/48x CD-ROMDVD combo; 1.44MB network interface card; video 32 MB NVIDIA; a 18 inch flat panel monitor. The computer is used throughout the facility to input, manipulate and retrieve information.
3 - SS204 - Endocrinology Medicine Assistant Chief Office, Stff Sprt | 3 - SS204 - Endocrinology Medicine Assistant Chief Office, Stff Sprt | 3 - SS204 - Endocrinology Medicine Assistant Chief Office, Stff Sprt | 3 - SS204 - Endocrinology Medicine Assistant Chief Office, Stff Sprt | 3 - SS204 - Endocrinology Medicine Assistant Chief Office, Stff Sprt
JSN | NAME | QTY | ACQ/INS | DESCRIPTION
A1010 | Telecommunication Outlet | 2 | VV | Telecommunication outlet location.
A1015 | Telephone, Desk, Multiple Line | 1 | VV | Telephone, desk, multiple line.
A5145 | Hook, Garment, Double, SS, Surface Mounted | 1 | CC | A surface mounted, satin finish stainless steel, double garment hook. Equipped with a concealed mounting bracket that is secured to a concealed wall plate. For general purpose use throughout the facility to hang various items of apparel.
E0078 | Workstation, L-Shaped w/Peninsula, Free Std, 78x72 | 1 | VV | This section will provide a whole work station typical to quickly plan work areas in clinical or administrative spaces. There will be a price decrease if typical work stations are used with vertical hanging strips instead of panels. THIS TYPICAL INCLUDES: 4 standard solid panels; 2 panel connectors, 2-way corner; 1 panel-to-panel connector; 2 finished end hardware; 1 cantilevered work surface; 1 peninsula work surface; 2 lockable flipper units; 2 shelf, storage/display; 2 lights; 1 tack board, 48"W; 1 tool rail, 30"W; 1 paper tray; 1 diagonal tray; 1 adjustable keyboard tray; 1 mobile pedestal, box/file.
F0110 | Bookcase, 3 Shelf | 1 | VV | Freestanding open metal shelf book case, approximately 60" high X 36" wide X 18" deep with three (3) adjustable shelves and four (4) non-marking floor glides.
F0205 | Chair, Side With Arms | 2 | VV | Upholstered side chair, 32" high X 21" wide X 23" deep with arms, padded seats and padded backs. Seat height is a minimum of 17". Available with or without sled base.
F0275 | Chair, Swivel, High Back | 1 | VV | Highback contemporary swivel chair, 41" high X 23" wide X 23" deep with five (5) caster swivel base and arms. Chair may be used at desks or in conference rooms. Back and seat are foam padded and upholstered with either woven textile fabric or vinyl.
F0420 | Cabinet, Filing, Lateral, Half Height | 1 | VV | Half height two (2) or three (3) drawer lateral filing cabinet, 28" high X 42" wide X 18" deep with recessed handles, locking device and drawer label holders. Drawers are adaptable to either letter or legal size materials.
F2000 | Basket, Wastepaper, Fire Resistant | 1 | VV | Wastepaper basket, fire resistant, approximately 40 quart capacity. This unit is used to collect and temporarily store small quantities of paper refuse in patient rooms, administrative areas and nursing stations. Size and shape varies depending on the application and manufacturer selected.
F3200 | Clock, Battery, 12" Diameter | 1 | VV | Clock, 12" diameter. Round surface, easy to read numbers with sweep second hand. Wall mounted unit for use when impractical to install a fully synchronized clock system. Battery operated, (batteries not included).
M1801 | Computer, Microprocessing, w/Flat Panel Monitor | 1 | VV | Desk top microprocessing computer. The unit shall consist of a central processing mini tower, flat panel monitor, keyboard, mouse and speakers. The system shall have the following minimum characteristics: a 2.8 GHz Pentium processor; 512 MB memory; 80GB hard drive; 32/48x CD-ROMDVD combo; 1.44MB network interface card; video 32 MB NVIDIA; a 18 inch flat panel monitor. The computer is used throughout the facility to input, manipulate and retrieve information.
4 - SS218 - Endocrinology Medicine Administration Support Workstation, Stff Sprt | 4 - SS218 - Endocrinology Medicine Administration Support Workstation, Stff Sprt | 4 - SS218 - Endocrinology Medicine Administration Support Workstation, Stff Sprt | 4 - SS218 - Endocrinology Medicine Administration Support Workstation, Stff Sprt | 4 - SS218 - Endocrinology Medicine Administration Support Workstation, Stff Sprt
JSN | NAME | QTY | ACQ/INS | DESCRIPTION
A1010 | Telecommunication Outlet | 2 | VV | Telecommunication outlet location.
A1015 | Telephone, Desk, Multiple Line | 1 | VV | Telephone, desk, multiple line.
E0123 | Workstation, Straight, Free Standing, 72" W | 1 | VV | This JSN will provide a whole work station typical to quickly plan work in areas in clinical or administrative spaces. There will be a price decrease if typical work stations are used with vertical hanging strips instead of panels. THIS TYPICAL INCLUDES: 4 Standard Solid Panels 2 Panel Connectors, 2-Way Corner 1 Panel-to-Panel Connector 2 Finished End Hardware 1 Cantilevered, Work Surface 2 Lockable Flipper Units 2 Shelf, Storage/Displays 2 Lights 1 Tack board 1 Tool Rail 1 Paper Tray 1 Diagonal Tray 1 Adjustable Keyboard Tray 1 Mobile Pedestal, Box/File
F0275 | Chair, Swivel, High Back | 1 | VV | Highback contemporary swivel chair, 41" high X 23" wide X 23" deep with five (5) caster swivel base and arms. Chair may be used at desks or in conference rooms. Back and seat are foam padded and upholstered with either woven textile fabric or vinyl.
F0420 | Cabinet, Filing, Lateral, Half Height | 1 | VV | Half height two (2) or three (3) drawer lateral filing cabinet, 28" high X 42" wide X 18" deep with recessed handles, locking device and drawer label holders. Drawers are adaptable to either letter or legal size materials.
F2000 | Basket, Wastepaper, Fire Resistant | 1 | VV | Wastepaper basket, fire resistant, approximately 40 quart capacity. This unit is used to collect and temporarily store small quantities of paper refuse in patient rooms, administrative areas and nursing stations. Size and shape varies depending on the application and manufacturer selected.
M1801 | Computer, Microprocessing, w/Flat Panel Monitor | 1 | VV | Desk top microprocessing computer. The unit shall consist of a central processing mini tower, flat panel monitor, keyboard, mouse and speakers. The system shall have the following minimum characteristics: a 2.8 GHz Pentium processor; 512 MB memory; 80GB hard drive; 32/48x CD-ROMDVD combo; 1.44MB network interface card; video 32 MB NVIDIA; a 18 inch flat panel monitor. The computer is used throughout the facility to input, manipulate and retrieve information.
5 - SS218 - Endocrinology Medicine Clerical Workstation, Stff Sprt | 5 - SS218 - Endocrinology Medicine Clerical Workstation, Stff Sprt | 5 - SS218 - Endocrinology Medicine Clerical Workstation, Stff Sprt | 5 - SS218 - Endocrinology Medicine Clerical Workstation, Stff Sprt | 5 - SS218 - Endocrinology Medicine Clerical Workstation, Stff Sprt
JSN | NAME | QTY | ACQ/INS | DESCRIPTION
A1010 | Telecommunication Outlet | 2 | VV | Telecommunication outlet location.
A1015 | Telephone, Desk, Multiple Line | 1 | VV | Telephone, desk, multiple line.
E0123 | Workstation, Straight, Free Standing, 72" W | 1 | VV | This JSN will provide a whole work station typical to quickly plan work in areas in clinical or administrative spaces. There will be a price decrease if typical work stations are used with vertical hanging strips instead of panels. THIS TYPICAL INCLUDES: 4 Standard Solid Panels 2 Panel Connectors, 2-Way Corner 1 Panel-to-Panel Connector 2 Finished End Hardware 1 Cantilevered, Work Surface 2 Lockable Flipper Units 2 Shelf, Storage/Displays 2 Lights 1 Tack board 1 Tool Rail 1 Paper Tray 1 Diagonal Tray 1 Adjustable Keyboard Tray 1 Mobile Pedestal, Box/File
F0275 | Chair, Swivel, High Back | 1 | VV | Highback contemporary swivel chair, 41" high X 23" wide X 23" deep with five (5) caster swivel base and arms. Chair may be used at desks or in conference rooms. Back and seat are foam padded and upholstered with either woven textile fabric or vinyl.
F0420 | Cabinet, Filing, Lateral, Half Height | 1 | VV | Half height two (2) or three (3) drawer lateral filing cabinet, 28" high X 42" wide X 18" deep with recessed handles, locking device and drawer label holders. Drawers are adaptable to either letter or legal size materials.
F2000 | Basket, Wastepaper, Fire Resistant | 1 | VV | Wastepaper basket, fire resistant, approximately 40 quart capacity. This unit is used to collect and temporarily store small quantities of paper refuse in patient rooms, administrative areas and nursing stations. Size and shape varies depending on the application and manufacturer selected.
M1801 | Computer, Microprocessing, w/Flat Panel Monitor | 1 | VV | Desk top microprocessing computer. The unit shall consist of a central processing mini tower, flat panel monitor, keyboard, mouse and speakers. The system shall have the following minimum characteristics: a 2.8 GHz Pentium processor; 512 MB memory; 80GB hard drive; 32/48x CD-ROMDVD combo; 1.44MB network interface card; video 32 MB NVIDIA; a 18 inch flat panel monitor. The computer is used throughout the facility to input, manipulate and retrieve information.
6 - SS218 - Endocrinology Medicine Staff Physician Workstation, Stff Sprt | 6 - SS218 - Endocrinology Medicine Staff Physician Workstation, Stff Sprt | 6 - SS218 - Endocrinology Medicine Staff Physician Workstation, Stff Sprt | 6 - SS218 - Endocrinology Medicine Staff Physician Workstation, Stff Sprt | 6 - SS218 - Endocrinology Medicine Staff Physician Workstation, Stff Sprt
JSN | NAME | QTY | ACQ/INS | DESCRIPTION
A1010 | Telecommunication Outlet | 2 | VV | Telecommunication outlet location.
A1015 | Telephone, Desk, Multiple Line | 1 | VV | Telephone, desk, multiple line.
E0123 | Workstation, Straight, Free Standing, 72" W | 1 | VV | This JSN will provide a whole work station typical to quickly plan work in areas in clinical or administrative spaces. There will be a price decrease if typical work stations are used with vertical hanging strips instead of panels. THIS TYPICAL INCLUDES: 4 Standard Solid Panels 2 Panel Connectors, 2-Way Corner 1 Panel-to-Panel Connector 2 Finished End Hardware 1 Cantilevered, Work Surface 2 Lockable Flipper Units 2 Shelf, Storage/Displays 2 Lights 1 Tack board 1 Tool Rail 1 Paper Tray 1 Diagonal Tray 1 Adjustable Keyboard Tray 1 Mobile Pedestal, Box/File
F0275 | Chair, Swivel, High Back | 1 | VV | Highback contemporary swivel chair, 41" high X 23" wide X 23" deep with five (5) caster swivel base and arms. Chair may be used at desks or in conference rooms. Back and seat are foam padded and upholstered with either woven textile fabric or vinyl.
F0420 | Cabinet, Filing, Lateral, Half Height | 1 | VV | Half height two (2) or three (3) drawer lateral filing cabinet, 28" high X 42" wide X 18" deep with recessed handles, locking device and drawer label holders. Drawers are adaptable to either letter or legal size materials.
F2000 | Basket, Wastepaper, Fire Resistant | 1 | VV | Wastepaper basket, fire resistant, approximately 40 quart capacity. This unit is used to collect and temporarily store small quantities of paper refuse in patient rooms, administrative areas and nursing stations. Size and shape varies depending on the application and manufacturer selected.
M1801 | Computer, Microprocessing, w/Flat Panel Monitor | 1 | VV | Desk top microprocessing computer. The unit shall consist of a central processing mini tower, flat panel monitor, keyboard, mouse and speakers. The system shall have the following minimum characteristics: a 2.8 GHz Pentium processor; 512 MB memory; 80GB hard drive; 32/48x CD-ROMDVD combo; 1.44MB network interface card; video 32 MB NVIDIA; a 18 inch flat panel monitor. The computer is used throughout the facility to input, manipulate and retrieve information.
7 - SS217 - Endocrinology Medicine Resident Workstation, Stff Sprt | 7 - SS217 - Endocrinology Medicine Resident Workstation, Stff Sprt | 7 - SS217 - Endocrinology Medicine Resident Workstation, Stff Sprt | 7 - SS217 - Endocrinology Medicine Resident Workstation, Stff Sprt | 7 - SS217 - Endocrinology Medicine Resident Workstation, Stff Sprt
JSN | NAME | QTY | ACQ/INS | DESCRIPTION
A1010 | Telecommunication Outlet | 1 | VV | Telecommunication outlet location.
A1015 | Telephone, Desk, Multiple Line | 1 | VV | Telephone, desk, multiple line.
E0123 | Workstation, Straight, Free Standing, 72" W | 1 | VV | This JSN will provide a whole work station typical to quickly plan work in areas in clinical or administrative spaces. There will be a price decrease if typical work stations are used with vertical hanging strips instead of panels. THIS TYPICAL INCLUDES: 4 Standard Solid Panels 2 Panel Connectors, 2-Way Corner 1 Panel-to-Panel Connector 2 Finished End Hardware 1 Cantilevered, Work Surface 2 Lockable Flipper Units 2 Shelf, Storage/Displays 2 Lights 1 Tack board 1 Tool Rail 1 Paper Tray 1 Diagonal Tray 1 Adjustable Keyboard Tray 1 Mobile Pedestal, Box/File
F0275 | Chair, Swivel, High Back | 1 | VV | Highback contemporary swivel chair, 41" high X 23" wide X 23" deep with five (5) caster swivel base and arms. Chair may be used at desks or in conference rooms. Back and seat are foam padded and upholstered with either woven textile fabric or vinyl.
F0420 | Cabinet, Filing, Lateral, Half Height | 1 | VV | Half height two (2) or three (3) drawer lateral filing cabinet, 28" high X 42" wide X 18" deep with recessed handles, locking device and drawer label holders. Drawers are adaptable to either letter or legal size materials.
F2000 | Basket, Wastepaper, Fire Resistant | 1 | VV | Wastepaper basket, fire resistant, approximately 40 quart capacity. This unit is used to collect and temporarily store small quantities of paper refuse in patient rooms, administrative areas and nursing stations. Size and shape varies depending on the application and manufacturer selected.
M1801 | Computer, Microprocessing, w/Flat Panel Monitor | 1 | VV | Desk top microprocessing computer. The unit shall consist of a central processing mini tower, flat panel monitor, keyboard, mouse and speakers. The system shall have the following minimum characteristics: a 2.8 GHz Pentium processor; 512 MB memory; 80GB hard drive; 32/48x CD-ROMDVD combo; 1.44MB network interface card; video 32 MB NVIDIA; a 18 inch flat panel monitor. The computer is used throughout the facility to input, manipulate and retrieve information.
8 - SB191 - Endocrinology Medicine Staff Toilet, Bldg Sprt | 8 - SB191 - Endocrinology Medicine Staff Toilet, Bldg Sprt | 8 - SB191 - Endocrinology Medicine Staff Toilet, Bldg Sprt | 8 - SB191 - Endocrinology Medicine Staff Toilet, Bldg Sprt | 8 - SB191 - Endocrinology Medicine Staff Toilet, Bldg Sprt
JSN | NAME | QTY | ACQ/INS | DESCRIPTION
A1067 | Mirror, Float Glass, ADA Accessible | 1 | CC | A high quality 1/4" polished float glass mirror with a stainless steel frame. Frame holds mirror in a tilted position for accessibility and compliance with ADA requirements. Mirror has a galvanized steel back secured to frame with concealed screws with integral horizontal hanging brackets. Mirror shall be approximately 18" wide and 36" high. Other sizes are available.
A4995 | Table, Diaper Changing, Wall Mounted | 1 | CC | Wall mounted diaper changing table for use in public restrooms. Unit is a fold down system that folds upward when not in use for minimal intrusion into the room. Changing surface is contoured and has safety belt to insure that an infant will not fall from the table. Table is designed to hold no less than 250 pounds static weight. Closed dimensions are approximately 21" H x 36" W x 5" D. Open dimensions vary according to style. One system's open dimensions are 15 " high, 32" wide and 19" deep.
A5075 | Dispenser, Soap, Disposable | 1 | VV | Disposable soap dispenser. One-handed dispensing operation. Designed to accommodate disposable soap cartridge and valve.
A5082 | Dispenser, Paper Towel, Sensor, Hands Free | 1 | CC | A surface mounted, sensor activated, automatic, roll paper towel dispenser. The unit dispenses a paper towel automatically only when hands are place in position below the dispenser for maximum sanitation and hygiene. May include adjustable settings for sheet length, time delay, and sensor range. Unit is battery operated or with optional AC power adapter.
A5090 | Disposal, Sanitary Napkin, SS, Surface Mounted | 1 | CC | A surface mounted, satin finish stainless steel, sanitary napkin disposal. Disposal features a flip-up cover, secured to the container by a heavy duty stainless steel piano-hinge. Disposal may be secured to wall or toilet partition. For general purpose use in female toilet stalls or rooms and uni-sex toilet rooms.
A5109 | Grab Bar, 1-1/4" Dia., SS, 2 Wall, W/C Accessible | 1 | CC | A 1-1/4" diameter, satin finish stainless steel, peened gripping surface, 2 wall toilet stall/ room, grab bar with concealed mounting flanges. Snap over flanges are provided to conceal mounting screws. A selection of mounting kits and concealed anchor devices are available from the manufacturers for different types of installations. Grab bar shall comply with barrier-free accessibility guidelines for structural strength. For typical water closet applications in toilet stalls and rooms where ADA (American's With Disabilities Act) requirements must be met.
A5145 | Hook, Garment, Double, SS, Surface Mounted | 1 | CC | A surface mounted, satin finish stainless steel, double garment hook. Equipped with a concealed mounting bracket that is secured to a concealed wall plate. For general purpose use throughout the facility to hang various items of apparel.
A5200 | Dispenser, Toilet Tissue, SS, 2-Roll, Surface Mntd | 1 | CC | A concealed surface mounted, double roll, satin finish stainless steel, toilet tissue dispenser. Unit accommodates two standard-core toilet tissue rolls through 5" in diameter. Spindles are chrome plated plastic with a heavy-duty internal spring and turn freely for non-controlled delivery. For general purpose use in restrooms.
F2010 | Basket, Wastepaper, Step-On | 1 | VV | "Step-on" wastepaper basket with inner liner and foot petal activated flip top.
P3200 | Lavatory, Vitreous China, Slab Type w/Sens Op Fauc | 1 | CC | Wall mounted, slab type, vitreous china, lavatory (approximately 7 x 15 x 10 inches) with faucet holes on 4 inch centers; electronic sensor operated, goose neck spout and grid strainer. It shall be suitable for use in clinics, offices and patient care areas.
P9050 | Toilet, Wall Hung, Siphon Jet | 1 | CC | Siphon jet water closet/ toilet. This unit is wall hung with an elongated bowl, top spud flushometer, seat with open front and check hinge, and carrier. Used in restrooms throughout the health care facility.
9 - SB746 - Endocrinology Medicine Storage Room, Lgstcs Svc | 9 - SB746 - Endocrinology Medicine Storage Room, Lgstcs Svc | 9 - SB746 - Endocrinology Medicine Storage Room, Lgstcs Svc | 9 - SB746 - Endocrinology Medicine Storage Room, Lgstcs Svc | 9 - SB746 - Endocrinology Medicine Storage Room, Lgstcs Svc
JSN | NAME | QTY | ACQ/INS | DESCRIPTION
A1010 | Telecommunication Outlet | 1 | VV | Telecommunication outlet location.
A1014 | Telephone, Wall Mounted, 1 Line, With Speaker | 1 | VV | Telephone, wall mounted, 1 line, with speaker.
M2055 | Shelving, Storage, Wire, CRS, w/Adjustable Shelves | 4 | VV | Stationary, wire, shelving unit. Unit has fully adjustable shelves constructed of stainless steel. For use in general purpose storage areas. Shelving is provided in various sizes and configurations. Price provided is for a unit approximately 74"H x 18"D x 48"W with four shelves.
4 - RHEUMATOLOGY AREA | 4 - RHEUMATOLOGY AREA | 4 - RHEUMATOLOGY AREA | 4 - RHEUMATOLOGY AREA | 4 - RHEUMATOLOGY AREA
1 - SC174 - Rheumatology Medicine Patient Interview Room, Clncl Sprt | 1 - SC174 - Rheumatology Medicine Patient Interview Room, Clncl Sprt | 1 - SC174 - Rheumatology Medicine Patient Interview Room, Clncl Sprt | 1 - SC174 - Rheumatology Medicine Patient Interview Room, Clncl Sprt | 1 - SC174 - Rheumatology Medicine Patient Interview Room, Clncl Sprt
JSN | NAME | QTY | ACQ/INS | DESCRIPTION
A1010 | Telecommunication Outlet | 2 | VV | Telecommunication outlet location.
A1015 | Telephone, Desk, Multiple Line | 1 | VV | Telephone, desk, multiple line.
A5075 | Dispenser, Soap, Disposable | 1 | VV | Disposable soap dispenser. One-handed dispensing operation. Designed to accommodate disposable soap cartridge and valve.
A5080 | Dispenser, Paper Towel, SS, Surface Mounted | 1 | CC | A surface mounted, satin finish stainless steel, single-fold, paper towel dispenser. Dispenser features: tumbler lock; front hinged at bottom; and refill indicator slot. Minimum capacity 400 single-fold paper towels. For general purpose use throughout the facility.
A5145 | Hook, Garment, Double, SS, Surface Mounted | 1 | CC | A surface mounted, satin finish stainless steel, double garment hook. Equipped with a concealed mounting bracket that is secured to a concealed wall plate. For general purpose use throughout the facility to hang various items of apparel.
CD040 | Cabinet, W/H, 2 Shelf, 2 DO, Sloping Top, 38x36x13 | 1 | CC | Wall hung cabinet with two adjustable shelves, solid hinged doors, and sloping top. Also referred to as a solid hinged double door wall case. For general purpose use throughout the facility.
CS010 | Sink, SS, Single Compartment, 7.5x12x12 ID | 1 | CC | Single compartment stainless steel sink, drop-in, self-rimming, ledge-type, connected with a drain and provided with a mixing faucet. It shall also be provided with pre-punched fixture holes on 4" center, integral back ledge to accommodate deck-mounted fixtures, brushed/polished interior and top surfaces, and sound deadened. Recommended for use in suspended or U/C/B sink cabinets having a high plastic laminate or Chemsurf laminate countertop/work surface. For general purpose use throughout the facility.
CT020 | Countertop, Solid Surface | 1 | CC | A solid, nonporous countertop with a smooth seamless appearance. Easy to clean and maintain and with proper cleaning does not support the growth of mold. An acrylic-based solid surface product. Standard thickness of 1", and a 4" butt backsplash/curb. Also referred to as a work surface or work top. Available in a choice of colors and depths. Used in lab and other hospital areas requiring optimum physical and chemical resisting properties.
F0205 | Chair, Side With Arms | 3 | VV | Upholstered side chair, 32" high X 21" wide X 23" deep with arms, padded seats and padded backs. Seat height is a minimum of 17". Available with or without sled base.
F0340 | Stool, Self Adjusting | 1 | VV | Self adjusting stool. Consists of a foam padded upholstered seat with attached foot rest for added comfort. Mounted on swivel casters. Designed for doctor's use during examinations.
F0740 | Table, Occasional, Lamp | 1 | VV | Occasional lamp table (end table) approximately 20" high X 27" wide X 27" deep with choice of finishes (wood, oak veneer, or high pressure laminate).
F2000 | Basket, Wastepaper, Fire Resistant | 1 | VV | Wastepaper basket, fire resistant, approximately 40 quart capacity. This unit is used to collect and temporarily store small quantities of paper refuse in patient rooms, administrative areas and nursing stations. Size and shape varies depending on the application and manufacturer selected.
F3200 | Clock, Battery, 12" Diameter | 1 | VV | Clock, 12" diameter. Round surface, easy to read numbers with sweep second hand. Wall mounted unit for use when impractical to install a fully synchronized clock system. Battery operated, (batteries not included).
M1801 | Computer, Microprocessing, w/Flat Panel Monitor | 1 | VV | Desk top microprocessing computer. The unit shall consist of a central processing mini tower, flat panel monitor, keyboard, mouse and speakers. The system shall have the following minimum characteristics: a 2.8 GHz Pentium processor; 512 MB memory; 80GB hard drive; 32/48x CD-ROMDVD combo; 1.44MB network interface card; video 32 MB NVIDIA; a 18 inch flat panel monitor. The computer is used throughout the facility to input, manipulate and retrieve information.
M1802 | Work Station, Computer, Retractable, Wall Mounted | 1 | VV | A wall mounted retractable work station. Work station is used as a computer station in treatment rooms, exam rooms and areas where physical space in limited.
2 - SS204 - Rheumatology Medicine Service Chief Office, Stff Sprt | 2 - SS204 - Rheumatology Medicine Service Chief Office, Stff Sprt | 2 - SS204 - Rheumatology Medicine Service Chief Office, Stff Sprt | 2 - SS204 - Rheumatology Medicine Service Chief Office, Stff Sprt | 2 - SS204 - Rheumatology Medicine Service Chief Office, Stff Sprt
JSN | NAME | QTY | ACQ/INS | DESCRIPTION
A1010 | Telecommunication Outlet | 2 | VV | Telecommunication outlet location.
A1015 | Telephone, Desk, Multiple Line | 1 | VV | Telephone, desk, multiple line.
A5145 | Hook, Garment, Double, SS, Surface Mounted | 1 | CC | A surface mounted, satin finish stainless steel, double garment hook. Equipped with a concealed mounting bracket that is secured to a concealed wall plate. For general purpose use throughout the facility to hang various items of apparel.
E0078 | Workstation, L-Shaped w/Peninsula, Free Std, 78x72 | 1 | VV | This section will provide a whole work station typical to quickly plan work areas in clinical or administrative spaces. There will be a price decrease if typical work stations are used with vertical hanging strips instead of panels. THIS TYPICAL INCLUDES: 4 standard solid panels; 2 panel connectors, 2-way corner; 1 panel-to-panel connector; 2 finished end hardware; 1 cantilevered work surface; 1 peninsula work surface; 2 lockable flipper units; 2 shelf, storage/display; 2 lights; 1 tack board, 48"W; 1 tool rail, 30"W; 1 paper tray; 1 diagonal tray; 1 adjustable keyboard tray; 1 mobile pedestal, box/file.
F0110 | Bookcase, 3 Shelf | 1 | VV | Freestanding open metal shelf book case, approximately 60" high X 36" wide X 18" deep with three (3) adjustable shelves and four (4) non-marking floor glides.
F0205 | Chair, Side With Arms | 2 | VV | Upholstered side chair, 32" high X 21" wide X 23" deep with arms, padded seats and padded backs. Seat height is a minimum of 17". Available with or without sled base.
F0275 | Chair, Swivel, High Back | 1 | VV | Highback contemporary swivel chair, 41" high X 23" wide X 23" deep with five (5) caster swivel base and arms. Chair may be used at desks or in conference rooms. Back and seat are foam padded and upholstered with either woven textile fabric or vinyl.
F0420 | Cabinet, Filing, Lateral, Half Height | 1 | VV | Half height two (2) or three (3) drawer lateral filing cabinet, 28" high X 42" wide X 18" deep with recessed handles, locking device and drawer label holders. Drawers are adaptable to either letter or legal size materials.
F2000 | Basket, Wastepaper, Fire Resistant | 1 | VV | Wastepaper basket, fire resistant, approximately 40 quart capacity. This unit is used to collect and temporarily store small quantities of paper refuse in patient rooms, administrative areas and nursing stations. Size and shape varies depending on the application and manufacturer selected.
F3200 | Clock, Battery, 12" Diameter | 1 | VV | Clock, 12" diameter. Round surface, easy to read numbers with sweep second hand. Wall mounted unit for use when impractical to install a fully synchronized clock system. Battery operated, (batteries not included).
M1801 | Computer, Microprocessing, w/Flat Panel Monitor | 1 | VV | Desk top microprocessing computer. The unit shall consist of a central processing mini tower, flat panel monitor, keyboard, mouse and speakers. The system shall have the following minimum characteristics: a 2.8 GHz Pentium processor; 512 MB memory; 80GB hard drive; 32/48x CD-ROMDVD combo; 1.44MB network interface card; video 32 MB NVIDIA; a 18 inch flat panel monitor. The computer is used throughout the facility to input, manipulate and retrieve information.
3 - SS204 - Rheumatology Medicine Assistant Chief Office, Stff Sprt | 3 - SS204 - Rheumatology Medicine Assistant Chief Office, Stff Sprt | 3 - SS204 - Rheumatology Medicine Assistant Chief Office, Stff Sprt | 3 - SS204 - Rheumatology Medicine Assistant Chief Office, Stff Sprt | 3 - SS204 - Rheumatology Medicine Assistant Chief Office, Stff Sprt
JSN | NAME | QTY | ACQ/INS | DESCRIPTION
A1010 | Telecommunication Outlet | 2 | VV | Telecommunication outlet location.
A1015 | Telephone, Desk, Multiple Line | 1 | VV | Telephone, desk, multiple line.
A5145 | Hook, Garment, Double, SS, Surface Mounted | 1 | CC | A surface mounted, satin finish stainless steel, double garment hook. Equipped with a concealed mounting bracket that is secured to a concealed wall plate. For general purpose use throughout the facility to hang various items of apparel.
E0078 | Workstation, L-Shaped w/Peninsula, Free Std, 78x72 | 1 | VV | This section will provide a whole work station typical to quickly plan work areas in clinical or administrative spaces. There will be a price decrease if typical work stations are used with vertical hanging strips instead of panels. THIS TYPICAL INCLUDES: 4 standard solid panels; 2 panel connectors, 2-way corner; 1 panel-to-panel connector; 2 finished end hardware; 1 cantilevered work surface; 1 peninsula work surface; 2 lockable flipper units; 2 shelf, storage/display; 2 lights; 1 tack board, 48"W; 1 tool rail, 30"W; 1 paper tray; 1 diagonal tray; 1 adjustable keyboard tray; 1 mobile pedestal, box/file.
F0110 | Bookcase, 3 Shelf | 1 | VV | Freestanding open metal shelf book case, approximately 60" high X 36" wide X 18" deep with three (3) adjustable shelves and four (4) non-marking floor glides.
F0205 | Chair, Side With Arms | 2 | VV | Upholstered side chair, 32" high X 21" wide X 23" deep with arms, padded seats and padded backs. Seat height is a minimum of 17". Available with or without sled base.
F0275 | Chair, Swivel, High Back | 1 | VV | Highback contemporary swivel chair, 41" high X 23" wide X 23" deep with five (5) caster swivel base and arms. Chair may be used at desks or in conference rooms. Back and seat are foam padded and upholstered with either woven textile fabric or vinyl.
F0420 | Cabinet, Filing, Lateral, Half Height | 1 | VV | Half height two (2) or three (3) drawer lateral filing cabinet, 28" high X 42" wide X 18" deep with recessed handles, locking device and drawer label holders. Drawers are adaptable to either letter or legal size materials.
F2000 | Basket, Wastepaper, Fire Resistant | 1 | VV | Wastepaper basket, fire resistant, approximately 40 quart capacity. This unit is used to collect and temporarily store small quantities of paper refuse in patient rooms, administrative areas and nursing stations. Size and shape varies depending on the application and manufacturer selected.
F3200 | Clock, Battery, 12" Diameter | 1 | VV | Clock, 12" diameter. Round surface, easy to read numbers with sweep second hand. Wall mounted unit for use when impractical to install a fully synchronized clock system. Battery operated, (batteries not included).
M1801 | Computer, Microprocessing, w/Flat Panel Monitor | 1 | VV | Desk top microprocessing computer. The unit shall consist of a central processing mini tower, flat panel monitor, keyboard, mouse and speakers. The system shall have the following minimum characteristics: a 2.8 GHz Pentium processor; 512 MB memory; 80GB hard drive; 32/48x CD-ROMDVD combo; 1.44MB network interface card; video 32 MB NVIDIA; a 18 inch flat panel monitor. The computer is used throughout the facility to input, manipulate and retrieve information.
4 - SS218 - Rheumatology Medicine Administration Support Workstation, Stff Sprt | 4 - SS218 - Rheumatology Medicine Administration Support Workstation, Stff Sprt | 4 - SS218 - Rheumatology Medicine Administration Support Workstation, Stff Sprt | 4 - SS218 - Rheumatology Medicine Administration Support Workstation, Stff Sprt | 4 - SS218 - Rheumatology Medicine Administration Support Workstation, Stff Sprt
JSN | NAME | QTY | ACQ/INS | DESCRIPTION
A1010 | Telecommunication Outlet | 2 | VV | Telecommunication outlet location.
A1015 | Telephone, Desk, Multiple Line | 1 | VV | Telephone, desk, multiple line.
E0123 | Workstation, Straight, Free Standing, 72" W | 1 | VV | This JSN will provide a whole work station typical to quickly plan work in areas in clinical or administrative spaces. There will be a price decrease if typical work stations are used with vertical hanging strips instead of panels. THIS TYPICAL INCLUDES: 4 Standard Solid Panels 2 Panel Connectors, 2-Way Corner 1 Panel-to-Panel Connector 2 Finished End Hardware 1 Cantilevered, Work Surface 2 Lockable Flipper Units 2 Shelf, Storage/Displays 2 Lights 1 Tack board 1 Tool Rail 1 Paper Tray 1 Diagonal Tray 1 Adjustable Keyboard Tray 1 Mobile Pedestal, Box/File
F0275 | Chair, Swivel, High Back | 1 | VV | Highback contemporary swivel chair, 41" high X 23" wide X 23" deep with five (5) caster swivel base and arms. Chair may be used at desks or in conference rooms. Back and seat are foam padded and upholstered with either woven textile fabric or vinyl.
F0420 | Cabinet, Filing, Lateral, Half Height | 1 | VV | Half height two (2) or three (3) drawer lateral filing cabinet, 28" high X 42" wide X 18" deep with recessed handles, locking device and drawer label holders. Drawers are adaptable to either letter or legal size materials.
F2000 | Basket, Wastepaper, Fire Resistant | 1 | VV | Wastepaper basket, fire resistant, approximately 40 quart capacity. This unit is used to collect and temporarily store small quantities of paper refuse in patient rooms, administrative areas and nursing stations. Size and shape varies depending on the application and manufacturer selected.
M1801 | Computer, Microprocessing, w/Flat Panel Monitor | 1 | VV | Desk top microprocessing computer. The unit shall consist of a central processing mini tower, flat panel monitor, keyboard, mouse and speakers. The system shall have the following minimum characteristics: a 2.8 GHz Pentium processor; 512 MB memory; 80GB hard drive; 32/48x CD-ROMDVD combo; 1.44MB network interface card; video 32 MB NVIDIA; a 18 inch flat panel monitor. The computer is used throughout the facility to input, manipulate and retrieve information.
5 - SS218 - Rheumatology Medicine Clerical Workstation, Stff Sprt | 5 - SS218 - Rheumatology Medicine Clerical Workstation, Stff Sprt | 5 - SS218 - Rheumatology Medicine Clerical Workstation, Stff Sprt | 5 - SS218 - Rheumatology Medicine Clerical Workstation, Stff Sprt | 5 - SS218 - Rheumatology Medicine Clerical Workstation, Stff Sprt
JSN | NAME | QTY | ACQ/INS | DESCRIPTION
A1010 | Telecommunication Outlet | 2 | VV | Telecommunication outlet location.
A1015 | Telephone, Desk, Multiple Line | 1 | VV | Telephone, desk, multiple line.
E0123 | Workstation, Straight, Free Standing, 72" W | 1 | VV | This JSN will provide a whole work station typical to quickly plan work in areas in clinical or administrative spaces. There will be a price decrease if typical work stations are used with vertical hanging strips instead of panels. THIS TYPICAL INCLUDES: 4 Standard Solid Panels 2 Panel Connectors, 2-Way Corner 1 Panel-to-Panel Connector 2 Finished End Hardware 1 Cantilevered, Work Surface 2 Lockable Flipper Units 2 Shelf, Storage/Displays 2 Lights 1 Tack board 1 Tool Rail 1 Paper Tray 1 Diagonal Tray 1 Adjustable Keyboard Tray 1 Mobile Pedestal, Box/File
F0275 | Chair, Swivel, High Back | 1 | VV | Highback contemporary swivel chair, 41" high X 23" wide X 23" deep with five (5) caster swivel base and arms. Chair may be used at desks or in conference rooms. Back and seat are foam padded and upholstered with either woven textile fabric or vinyl.
F0420 | Cabinet, Filing, Lateral, Half Height | 1 | VV | Half height two (2) or three (3) drawer lateral filing cabinet, 28" high X 42" wide X 18" deep with recessed handles, locking device and drawer label holders. Drawers are adaptable to either letter or legal size materials.
F2000 | Basket, Wastepaper, Fire Resistant | 1 | VV | Wastepaper basket, fire resistant, approximately 40 quart capacity. This unit is used to collect and temporarily store small quantities of paper refuse in patient rooms, administrative areas and nursing stations. Size and shape varies depending on the application and manufacturer selected.
M1801 | Computer, Microprocessing, w/Flat Panel Monitor | 1 | VV | Desk top microprocessing computer. The unit shall consist of a central processing mini tower, flat panel monitor, keyboard, mouse and speakers. The system shall have the following minimum characteristics: a 2.8 GHz Pentium processor; 512 MB memory; 80GB hard drive; 32/48x CD-ROMDVD combo; 1.44MB network interface card; video 32 MB NVIDIA; a 18 inch flat panel monitor. The computer is used throughout the facility to input, manipulate and retrieve information.
6 - SS218 - Rheumatology Medicine Staff Physician Workstation, Stff Sprt | 6 - SS218 - Rheumatology Medicine Staff Physician Workstation, Stff Sprt | 6 - SS218 - Rheumatology Medicine Staff Physician Workstation, Stff Sprt | 6 - SS218 - Rheumatology Medicine Staff Physician Workstation, Stff Sprt | 6 - SS218 - Rheumatology Medicine Staff Physician Workstation, Stff Sprt
JSN | NAME | QTY | ACQ/INS | DESCRIPTION
A1010 | Telecommunication Outlet | 2 | VV | Telecommunication outlet location.
A1015 | Telephone, Desk, Multiple Line | 1 | VV | Telephone, desk, multiple line.
E0123 | Workstation, Straight, Free Standing, 72" W | 1 | VV | This JSN will provide a whole work station typical to quickly plan work in areas in clinical or administrative spaces. There will be a price decrease if typical work stations are used with vertical hanging strips instead of panels. THIS TYPICAL INCLUDES: 4 Standard Solid Panels 2 Panel Connectors, 2-Way Corner 1 Panel-to-Panel Connector 2 Finished End Hardware 1 Cantilevered, Work Surface 2 Lockable Flipper Units 2 Shelf, Storage/Displays 2 Lights 1 Tack board 1 Tool Rail 1 Paper Tray 1 Diagonal Tray 1 Adjustable Keyboard Tray 1 Mobile Pedestal, Box/File
F0275 | Chair, Swivel, High Back | 1 | VV | Highback contemporary swivel chair, 41" high X 23" wide X 23" deep with five (5) caster swivel base and arms. Chair may be used at desks or in conference rooms. Back and seat are foam padded and upholstered with either woven textile fabric or vinyl.
F0420 | Cabinet, Filing, Lateral, Half Height | 1 | VV | Half height two (2) or three (3) drawer lateral filing cabinet, 28" high X 42" wide X 18" deep with recessed handles, locking device and drawer label holders. Drawers are adaptable to either letter or legal size materials.
F2000 | Basket, Wastepaper, Fire Resistant | 1 | VV | Wastepaper basket, fire resistant, approximately 40 quart capacity. This unit is used to collect and temporarily store small quantities of paper refuse in patient rooms, administrative areas and nursing stations. Size and shape varies depending on the application and manufacturer selected.
M1801 | Computer, Microprocessing, w/Flat Panel Monitor | 1 | VV | Desk top microprocessing computer. The unit shall consist of a central processing mini tower, flat panel monitor, keyboard, mouse and speakers. The system shall have the following minimum characteristics: a 2.8 GHz Pentium processor; 512 MB memory; 80GB hard drive; 32/48x CD-ROMDVD combo; 1.44MB network interface card; video 32 MB NVIDIA; a 18 inch flat panel monitor. The computer is used throughout the facility to input, manipulate and retrieve information.
7 - SS217 - Rheumatology Medicine Resident Workstation, Stff Sprt | 7 - SS217 - Rheumatology Medicine Resident Workstation, Stff Sprt | 7 - SS217 - Rheumatology Medicine Resident Workstation, Stff Sprt | 7 - SS217 - Rheumatology Medicine Resident Workstation, Stff Sprt | 7 - SS217 - Rheumatology Medicine Resident Workstation, Stff Sprt
JSN | NAME | QTY | ACQ/INS | DESCRIPTION
A1010 | Telecommunication Outlet | 1 | VV | Telecommunication outlet location.
A1015 | Telephone, Desk, Multiple Line | 1 | VV | Telephone, desk, multiple line.
E0123 | Workstation, Straight, Free Standing, 72" W | 1 | VV | This JSN will provide a whole work station typical to quickly plan work in areas in clinical or administrative spaces. There will be a price decrease if typical work stations are used with vertical hanging strips instead of panels. THIS TYPICAL INCLUDES: 4 Standard Solid Panels 2 Panel Connectors, 2-Way Corner 1 Panel-to-Panel Connector 2 Finished End Hardware 1 Cantilevered, Work Surface 2 Lockable Flipper Units 2 Shelf, Storage/Displays 2 Lights 1 Tack board 1 Tool Rail 1 Paper Tray 1 Diagonal Tray 1 Adjustable Keyboard Tray 1 Mobile Pedestal, Box/File
F0275 | Chair, Swivel, High Back | 1 | VV | Highback contemporary swivel chair, 41" high X 23" wide X 23" deep with five (5) caster swivel base and arms. Chair may be used at desks or in conference rooms. Back and seat are foam padded and upholstered with either woven textile fabric or vinyl.
F0420 | Cabinet, Filing, Lateral, Half Height | 1 | VV | Half height two (2) or three (3) drawer lateral filing cabinet, 28" high X 42" wide X 18" deep with recessed handles, locking device and drawer label holders. Drawers are adaptable to either letter or legal size materials.
F2000 | Basket, Wastepaper, Fire Resistant | 1 | VV | Wastepaper basket, fire resistant, approximately 40 quart capacity. This unit is used to collect and temporarily store small quantities of paper refuse in patient rooms, administrative areas and nursing stations. Size and shape varies depending on the application and manufacturer selected.
M1801 | Computer, Microprocessing, w/Flat Panel Monitor | 1 | VV | Desk top microprocessing computer. The unit shall consist of a central processing mini tower, flat panel monitor, keyboard, mouse and speakers. The system shall have the following minimum characteristics: a 2.8 GHz Pentium processor; 512 MB memory; 80GB hard drive; 32/48x CD-ROMDVD combo; 1.44MB network interface card; video 32 MB NVIDIA; a 18 inch flat panel monitor. The computer is used throughout the facility to input, manipulate and retrieve information.
8 - SB191 - Rheumatology Medicine Staff Toilet, Bldg Sprt | 8 - SB191 - Rheumatology Medicine Staff Toilet, Bldg Sprt | 8 - SB191 - Rheumatology Medicine Staff Toilet, Bldg Sprt | 8 - SB191 - Rheumatology Medicine Staff Toilet, Bldg Sprt | 8 - SB191 - Rheumatology Medicine Staff Toilet, Bldg Sprt
JSN | NAME | QTY | ACQ/INS | DESCRIPTION
A1067 | Mirror, Float Glass, ADA Accessible | 1 | CC | A high quality 1/4" polished float glass mirror with a stainless steel frame. Frame holds mirror in a tilted position for accessibility and compliance with ADA requirements. Mirror has a galvanized steel back secured to frame with concealed screws with integral horizontal hanging brackets. Mirror shall be approximately 18" wide and 36" high. Other sizes are available.
A4995 | Table, Diaper Changing, Wall Mounted | 1 | CC | Wall mounted diaper changing table for use in public restrooms. Unit is a fold down system that folds upward when not in use for minimal intrusion into the room. Changing surface is contoured and has safety belt to insure that an infant will not fall from the table. Table is designed to hold no less than 250 pounds static weight. Closed dimensions are approximately 21" H x 36" W x 5" D. Open dimensions vary according to style. One system's open dimensions are 15 " high, 32" wide and 19" deep.
A5075 | Dispenser, Soap, Disposable | 1 | VV | Disposable soap dispenser. One-handed dispensing operation. Designed to accommodate disposable soap cartridge and valve.
A5082 | Dispenser, Paper Towel, Sensor, Hands Free | 1 | CC | A surface mounted, sensor activated, automatic, roll paper towel dispenser. The unit dispenses a paper towel automatically only when hands are place in position below the dispenser for maximum sanitation and hygiene. May include adjustable settings for sheet length, time delay, and sensor range. Unit is battery operated or with optional AC power adapter.
A5090 | Disposal, Sanitary Napkin, SS, Surface Mounted | 1 | CC | A surface mounted, satin finish stainless steel, sanitary napkin disposal. Disposal features a flip-up cover, secured to the container by a heavy duty stainless steel piano-hinge. Disposal may be secured to wall or toilet partition. For general purpose use in female toilet stalls or rooms and uni-sex toilet rooms.
A5109 | Grab Bar, 1-1/4" Dia., SS, 2 Wall, W/C Accessible | 1 | CC | A 1-1/4" diameter, satin finish stainless steel, peened gripping surface, 2 wall toilet stall/ room, grab bar with concealed mounting flanges. Snap over flanges are provided to conceal mounting screws. A selection of mounting kits and concealed anchor devices are available from the manufacturers for different types of installations. Grab bar shall comply with barrier-free accessibility guidelines for structural strength. For typical water closet applications in toilet stalls and rooms where ADA (American's With Disabilities Act) requirements must be met.
A5145 | Hook, Garment, Double, SS, Surface Mounted | 1 | CC | A surface mounted, satin finish stainless steel, double garment hook. Equipped with a concealed mounting bracket that is secured to a concealed wall plate. For general purpose use throughout the facility to hang various items of apparel.
A5200 | Dispenser, Toilet Tissue, SS, 2-Roll, Surface Mntd | 1 | CC | A concealed surface mounted, double roll, satin finish stainless steel, toilet tissue dispenser. Unit accommodates two standard-core toilet tissue rolls through 5" in diameter. Spindles are chrome plated plastic with a heavy-duty internal spring and turn freely for non-controlled delivery. For general purpose use in restrooms.
F2010 | Basket, Wastepaper, Step-On | 1 | VV | "Step-on" wastepaper basket with inner liner and foot petal activated flip top.
P3200 | Lavatory, Vitreous China, Slab Type w/Sens Op Fauc | 1 | CC | Wall mounted, slab type, vitreous china, lavatory (approximately 7 x 15 x 10 inches) with faucet holes on 4 inch centers; electronic sensor operated, goose neck spout and grid strainer. It shall be suitable for use in clinics, offices and patient care areas.
P9050 | Toilet, Wall Hung, Siphon Jet | 1 | CC | Siphon jet water closet/ toilet. This unit is wall hung with an elongated bowl, top spud flushometer, seat with open front and check hinge, and carrier. Used in restrooms throughout the health care facility.
9 - SB746 - Rheumatology Medicine Storage Room, Lgstcs Svc | 9 - SB746 - Rheumatology Medicine Storage Room, Lgstcs Svc | 9 - SB746 - Rheumatology Medicine Storage Room, Lgstcs Svc | 9 - SB746 - Rheumatology Medicine Storage Room, Lgstcs Svc | 9 - SB746 - Rheumatology Medicine Storage Room, Lgstcs Svc
JSN | NAME | QTY | ACQ/INS | DESCRIPTION
A1010 | Telecommunication Outlet | 1 | VV | Telecommunication outlet location.
A1014 | Telephone, Wall Mounted, 1 Line, With Speaker | 1 | VV | Telephone, wall mounted, 1 line, with speaker.
M2055 | Shelving, Storage, Wire, CRS, w/Adjustable Shelves | 4 | VV | Stationary, wire, shelving unit. Unit has fully adjustable shelves constructed of stainless steel. For use in general purpose storage areas. Shelving is provided in various sizes and configurations. Price provided is for a unit approximately 74"H x 18"D x 48"W with four shelves.
5 - INFECTIOUS DISEASES AREA | 5 - INFECTIOUS DISEASES AREA | 5 - INFECTIOUS DISEASES AREA | 5 - INFECTIOUS DISEASES AREA | 5 - INFECTIOUS DISEASES AREA
1 - SC174 - Infectious Diseases Patient Interview Room, Clncl Sprt | 1 - SC174 - Infectious Diseases Patient Interview Room, Clncl Sprt | 1 - SC174 - Infectious Diseases Patient Interview Room, Clncl Sprt | 1 - SC174 - Infectious Diseases Patient Interview Room, Clncl Sprt | 1 - SC174 - Infectious Diseases Patient Interview Room, Clncl Sprt
JSN | NAME | QTY | ACQ/INS | DESCRIPTION
A1010 | Telecommunication Outlet | 2 | VV | Telecommunication outlet location.
A1015 | Telephone, Desk, Multiple Line | 1 | VV | Telephone, desk, multiple line.
A5075 | Dispenser, Soap, Disposable | 1 | VV | Disposable soap dispenser. One-handed dispensing operation. Designed to accommodate disposable soap cartridge and valve.
A5080 | Dispenser, Paper Towel, SS, Surface Mounted | 1 | CC | A surface mounted, satin finish stainless steel, single-fold, paper towel dispenser. Dispenser features: tumbler lock; front hinged at bottom; and refill indicator slot. Minimum capacity 400 single-fold paper towels. For general purpose use throughout the facility.
A5145 | Hook, Garment, Double, SS, Surface Mounted | 1 | CC | A surface mounted, satin finish stainless steel, double garment hook. Equipped with a concealed mounting bracket that is secured to a concealed wall plate. For general purpose use throughout the facility to hang various items of apparel.
CD040 | Cabinet, W/H, 2 Shelf, 2 DO, Sloping Top, 38x36x13 | 1 | CC | Wall hung cabinet with two adjustable shelves, solid hinged doors, and sloping top. Also referred to as a solid hinged double door wall case. For general purpose use throughout the facility.
CS010 | Sink, SS, Single Compartment, 7.5x12x12 ID | 1 | CC | Single compartment stainless steel sink, drop-in, self-rimming, ledge-type, connected with a drain and provided with a mixing faucet. It shall also be provided with pre-punched fixture holes on 4" center, integral back ledge to accommodate deck-mounted fixtures, brushed/polished interior and top surfaces, and sound deadened. Recommended for use in suspended or U/C/B sink cabinets having a high plastic laminate or Chemsurf laminate countertop/work surface. For general purpose use throughout the facility.
CT020 | Countertop, Solid Surface | 1 | CC | A solid, nonporous countertop with a smooth seamless appearance. Easy to clean and maintain and with proper cleaning does not support the growth of mold. An acrylic-based solid surface product. Standard thickness of 1", and a 4" butt backsplash/curb. Also referred to as a work surface or work top. Available in a choice of colors and depths. Used in lab and other hospital areas requiring optimum physical and chemical resisting properties.
F0205 | Chair, Side With Arms | 3 | VV | Upholstered side chair, 32" high X 21" wide X 23" deep with arms, padded seats and padded backs. Seat height is a minimum of 17". Available with or without sled base.
F0340 | Stool, Self Adjusting | 1 | VV | Self adjusting stool. Consists of a foam padded upholstered seat with attached foot rest for added comfort. Mounted on swivel casters. Designed for doctor's use during examinations.
F0740 | Table, Occasional, Lamp | 1 | VV | Occasional lamp table (end table) approximately 20" high X 27" wide X 27" deep with choice of finishes (wood, oak veneer, or high pressure laminate).
F2000 | Basket, Wastepaper, Fire Resistant | 1 | VV | Wastepaper basket, fire resistant, approximately 40 quart capacity. This unit is used to collect and temporarily store small quantities of paper refuse in patient rooms, administrative areas and nursing stations. Size and shape varies depending on the application and manufacturer selected.
F3200 | Clock, Battery, 12" Diameter | 1 | VV | Clock, 12" diameter. Round surface, easy to read numbers with sweep second hand. Wall mounted unit for use when impractical to install a fully synchronized clock system. Battery operated, (batteries not included).
M1801 | Computer, Microprocessing, w/Flat Panel Monitor | 1 | VV | Desk top microprocessing computer. The unit shall consist of a central processing mini tower, flat panel monitor, keyboard, mouse and speakers. The system shall have the following minimum characteristics: a 2.8 GHz Pentium processor; 512 MB memory; 80GB hard drive; 32/48x CD-ROMDVD combo; 1.44MB network interface card; video 32 MB NVIDIA; a 18 inch flat panel monitor. The computer is used throughout the facility to input, manipulate and retrieve information.
M1802 | Work Station, Computer, Retractable, Wall Mounted | 1 | VV | A wall mounted retractable work station. Work station is used as a computer station in treatment rooms, exam rooms and areas where physical space in limited.
2 - SS204 - Infectious Diseases Service Chief Office, Stff Sprt | 2 - SS204 - Infectious Diseases Service Chief Office, Stff Sprt | 2 - SS204 - Infectious Diseases Service Chief Office, Stff Sprt | 2 - SS204 - Infectious Diseases Service Chief Office, Stff Sprt | 2 - SS204 - Infectious Diseases Service Chief Office, Stff Sprt
JSN | NAME | QTY | ACQ/INS | DESCRIPTION
A1010 | Telecommunication Outlet | 2 | VV | Telecommunication outlet location.
A1015 | Telephone, Desk, Multiple Line | 1 | VV | Telephone, desk, multiple line.
A5145 | Hook, Garment, Double, SS, Surface Mounted | 1 | CC | A surface mounted, satin finish stainless steel, double garment hook. Equipped with a concealed mounting bracket that is secured to a concealed wall plate. For general purpose use throughout the facility to hang various items of apparel.
E0078 | Workstation, L-Shaped w/Peninsula, Free Std, 78x72 | 1 | VV | This section will provide a whole work station typical to quickly plan work areas in clinical or administrative spaces. There will be a price decrease if typical work stations are used with vertical hanging strips instead of panels. THIS TYPICAL INCLUDES: 4 standard solid panels; 2 panel connectors, 2-way corner; 1 panel-to-panel connector; 2 finished end hardware; 1 cantilevered work surface; 1 peninsula work surface; 2 lockable flipper units; 2 shelf, storage/display; 2 lights; 1 tack board, 48"W; 1 tool rail, 30"W; 1 paper tray; 1 diagonal tray; 1 adjustable keyboard tray; 1 mobile pedestal, box/file.
F0110 | Bookcase, 3 Shelf | 1 | VV | Freestanding open metal shelf book case, approximately 60" high X 36" wide X 18" deep with three (3) adjustable shelves and four (4) non-marking floor glides.
F0205 | Chair, Side With Arms | 2 | VV | Upholstered side chair, 32" high X 21" wide X 23" deep with arms, padded seats and padded backs. Seat height is a minimum of 17". Available with or without sled base.
F0275 | Chair, Swivel, High Back | 1 | VV | Highback contemporary swivel chair, 41" high X 23" wide X 23" deep with five (5) caster swivel base and arms. Chair may be used at desks or in conference rooms. Back and seat are foam padded and upholstered with either woven textile fabric or vinyl.
F0420 | Cabinet, Filing, Lateral, Half Height | 1 | VV | Half height two (2) or three (3) drawer lateral filing cabinet, 28" high X 42" wide X 18" deep with recessed handles, locking device and drawer label holders. Drawers are adaptable to either letter or legal size materials.
F2000 | Basket, Wastepaper, Fire Resistant | 1 | VV | Wastepaper basket, fire resistant, approximately 40 quart capacity. This unit is used to collect and temporarily store small quantities of paper refuse in patient rooms, administrative areas and nursing stations. Size and shape varies depending on the application and manufacturer selected.
F3200 | Clock, Battery, 12" Diameter | 1 | VV | Clock, 12" diameter. Round surface, easy to read numbers with sweep second hand. Wall mounted unit for use when impractical to install a fully synchronized clock system. Battery operated, (batteries not included).
M1801 | Computer, Microprocessing, w/Flat Panel Monitor | 1 | VV | Desk top microprocessing computer. The unit shall consist of a central processing mini tower, flat panel monitor, keyboard, mouse and speakers. The system shall have the following minimum characteristics: a 2.8 GHz Pentium processor; 512 MB memory; 80GB hard drive; 32/48x CD-ROMDVD combo; 1.44MB network interface card; video 32 MB NVIDIA; a 18 inch flat panel monitor. The computer is used throughout the facility to input, manipulate and retrieve information.
3 - SS204 - Infectious Diseases Assistant Chief Office, Stff Sprt | 3 - SS204 - Infectious Diseases Assistant Chief Office, Stff Sprt | 3 - SS204 - Infectious Diseases Assistant Chief Office, Stff Sprt | 3 - SS204 - Infectious Diseases Assistant Chief Office, Stff Sprt | 3 - SS204 - Infectious Diseases Assistant Chief Office, Stff Sprt
JSN | NAME | QTY | ACQ/INS | DESCRIPTION
A1010 | Telecommunication Outlet | 2 | VV | Telecommunication outlet location.
A1015 | Telephone, Desk, Multiple Line | 1 | VV | Telephone, desk, multiple line.
A5145 | Hook, Garment, Double, SS, Surface Mounted | 1 | CC | A surface mounted, satin finish stainless steel, double garment hook. Equipped with a concealed mounting bracket that is secured to a concealed wall plate. For general purpose use throughout the facility to hang various items of apparel.
E0078 | Workstation, L-Shaped w/Peninsula, Free Std, 78x72 | 1 | VV | This section will provide a whole work station typical to quickly plan work areas in clinical or administrative spaces. There will be a price decrease if typical work stations are used with vertical hanging strips instead of panels. THIS TYPICAL INCLUDES: 4 standard solid panels; 2 panel connectors, 2-way corner; 1 panel-to-panel connector; 2 finished end hardware; 1 cantilevered work surface; 1 peninsula work surface; 2 lockable flipper units; 2 shelf, storage/display; 2 lights; 1 tack board, 48"W; 1 tool rail, 30"W; 1 paper tray; 1 diagonal tray; 1 adjustable keyboard tray; 1 mobile pedestal, box/file.
F0110 | Bookcase, 3 Shelf | 1 | VV | Freestanding open metal shelf book case, approximately 60" high X 36" wide X 18" deep with three (3) adjustable shelves and four (4) non-marking floor glides.
F0205 | Chair, Side With Arms | 2 | VV | Upholstered side chair, 32" high X 21" wide X 23" deep with arms, padded seats and padded backs. Seat height is a minimum of 17". Available with or without sled base.
F0275 | Chair, Swivel, High Back | 1 | VV | Highback contemporary swivel chair, 41" high X 23" wide X 23" deep with five (5) caster swivel base and arms. Chair may be used at desks or in conference rooms. Back and seat are foam padded and upholstered with either woven textile fabric or vinyl.
F0420 | Cabinet, Filing, Lateral, Half Height | 1 | VV | Half height two (2) or three (3) drawer lateral filing cabinet, 28" high X 42" wide X 18" deep with recessed handles, locking device and drawer label holders. Drawers are adaptable to either letter or legal size materials.
F2000 | Basket, Wastepaper, Fire Resistant | 1 | VV | Wastepaper basket, fire resistant, approximately 40 quart capacity. This unit is used to collect and temporarily store small quantities of paper refuse in patient rooms, administrative areas and nursing stations. Size and shape varies depending on the application and manufacturer selected.
F3200 | Clock, Battery, 12" Diameter | 1 | VV | Clock, 12" diameter. Round surface, easy to read numbers with sweep second hand. Wall mounted unit for use when impractical to install a fully synchronized clock system. Battery operated, (batteries not included).
M1801 | Computer, Microprocessing, w/Flat Panel Monitor | 1 | VV | Desk top microprocessing computer. The unit shall consist of a central processing mini tower, flat panel monitor, keyboard, mouse and speakers. The system shall have the following minimum characteristics: a 2.8 GHz Pentium processor; 512 MB memory; 80GB hard drive; 32/48x CD-ROMDVD combo; 1.44MB network interface card; video 32 MB NVIDIA; a 18 inch flat panel monitor. The computer is used throughout the facility to input, manipulate and retrieve information.
4 - SS218 - Infectious Diseases Administration Support Workstation, Stff Sprt | 4 - SS218 - Infectious Diseases Administration Support Workstation, Stff Sprt | 4 - SS218 - Infectious Diseases Administration Support Workstation, Stff Sprt | 4 - SS218 - Infectious Diseases Administration Support Workstation, Stff Sprt | 4 - SS218 - Infectious Diseases Administration Support Workstation, Stff Sprt
JSN | NAME | QTY | ACQ/INS | DESCRIPTION
A1010 | Telecommunication Outlet | 2 | VV | Telecommunication outlet location.
A1015 | Telephone, Desk, Multiple Line | 1 | VV | Telephone, desk, multiple line.
E0123 | Workstation, Straight, Free Standing, 72" W | 1 | VV | This JSN will provide a whole work station typical to quickly plan work in areas in clinical or administrative spaces. There will be a price decrease if typical work stations are used with vertical hanging strips instead of panels. THIS TYPICAL INCLUDES: 4 Standard Solid Panels 2 Panel Connectors, 2-Way Corner 1 Panel-to-Panel Connector 2 Finished End Hardware 1 Cantilevered, Work Surface 2 Lockable Flipper Units 2 Shelf, Storage/Displays 2 Lights 1 Tack board 1 Tool Rail 1 Paper Tray 1 Diagonal Tray 1 Adjustable Keyboard Tray 1 Mobile Pedestal, Box/File
F0275 | Chair, Swivel, High Back | 1 | VV | Highback contemporary swivel chair, 41" high X 23" wide X 23" deep with five (5) caster swivel base and arms. Chair may be used at desks or in conference rooms. Back and seat are foam padded and upholstered with either woven textile fabric or vinyl.
F0420 | Cabinet, Filing, Lateral, Half Height | 1 | VV | Half height two (2) or three (3) drawer lateral filing cabinet, 28" high X 42" wide X 18" deep with recessed handles, locking device and drawer label holders. Drawers are adaptable to either letter or legal size materials.
F2000 | Basket, Wastepaper, Fire Resistant | 1 | VV | Wastepaper basket, fire resistant, approximately 40 quart capacity. This unit is used to collect and temporarily store small quantities of paper refuse in patient rooms, administrative areas and nursing stations. Size and shape varies depending on the application and manufacturer selected.
M1801 | Computer, Microprocessing, w/Flat Panel Monitor | 1 | VV | Desk top microprocessing computer. The unit shall consist of a central processing mini tower, flat panel monitor, keyboard, mouse and speakers. The system shall have the following minimum characteristics: a 2.8 GHz Pentium processor; 512 MB memory; 80GB hard drive; 32/48x CD-ROMDVD combo; 1.44MB network interface card; video 32 MB NVIDIA; a 18 inch flat panel monitor. The computer is used throughout the facility to input, manipulate and retrieve information.
5 - SS218 - Infectious Diseases Clerical Workstation, Stff Sprt | 5 - SS218 - Infectious Diseases Clerical Workstation, Stff Sprt | 5 - SS218 - Infectious Diseases Clerical Workstation, Stff Sprt | 5 - SS218 - Infectious Diseases Clerical Workstation, Stff Sprt | 5 - SS218 - Infectious Diseases Clerical Workstation, Stff Sprt
JSN | NAME | QTY | ACQ/INS | DESCRIPTION
A1010 | Telecommunication Outlet | 2 | VV | Telecommunication outlet location.
A1015 | Telephone, Desk, Multiple Line | 1 | VV | Telephone, desk, multiple line.
E0123 | Workstation, Straight, Free Standing, 72" W | 1 | VV | This JSN will provide a whole work station typical to quickly plan work in areas in clinical or administrative spaces. There will be a price decrease if typical work stations are used with vertical hanging strips instead of panels. THIS TYPICAL INCLUDES: 4 Standard Solid Panels 2 Panel Connectors, 2-Way Corner 1 Panel-to-Panel Connector 2 Finished End Hardware 1 Cantilevered, Work Surface 2 Lockable Flipper Units 2 Shelf, Storage/Displays 2 Lights 1 Tack board 1 Tool Rail 1 Paper Tray 1 Diagonal Tray 1 Adjustable Keyboard Tray 1 Mobile Pedestal, Box/File
F0275 | Chair, Swivel, High Back | 1 | VV | Highback contemporary swivel chair, 41" high X 23" wide X 23" deep with five (5) caster swivel base and arms. Chair may be used at desks or in conference rooms. Back and seat are foam padded and upholstered with either woven textile fabric or vinyl.
F0420 | Cabinet, Filing, Lateral, Half Height | 1 | VV | Half height two (2) or three (3) drawer lateral filing cabinet, 28" high X 42" wide X 18" deep with recessed handles, locking device and drawer label holders. Drawers are adaptable to either letter or legal size materials.
F2000 | Basket, Wastepaper, Fire Resistant | 1 | VV | Wastepaper basket, fire resistant, approximately 40 quart capacity. This unit is used to collect and temporarily store small quantities of paper refuse in patient rooms, administrative areas and nursing stations. Size and shape varies depending on the application and manufacturer selected.
M1801 | Computer, Microprocessing, w/Flat Panel Monitor | 1 | VV | Desk top microprocessing computer. The unit shall consist of a central processing mini tower, flat panel monitor, keyboard, mouse and speakers. The system shall have the following minimum characteristics: a 2.8 GHz Pentium processor; 512 MB memory; 80GB hard drive; 32/48x CD-ROMDVD combo; 1.44MB network interface card; video 32 MB NVIDIA; a 18 inch flat panel monitor. The computer is used throughout the facility to input, manipulate and retrieve information.
6 - SS218 - Infectious Diseases Staff Physician Workstation, Stff Sprt | 6 - SS218 - Infectious Diseases Staff Physician Workstation, Stff Sprt | 6 - SS218 - Infectious Diseases Staff Physician Workstation, Stff Sprt | 6 - SS218 - Infectious Diseases Staff Physician Workstation, Stff Sprt | 6 - SS218 - Infectious Diseases Staff Physician Workstation, Stff Sprt
JSN | NAME | QTY | ACQ/INS | DESCRIPTION
A1010 | Telecommunication Outlet | 2 | VV | Telecommunication outlet location.
A1015 | Telephone, Desk, Multiple Line | 1 | VV | Telephone, desk, multiple line.
E0123 | Workstation, Straight, Free Standing, 72" W | 1 | VV | This JSN will provide a whole work station typical to quickly plan work in areas in clinical or administrative spaces. There will be a price decrease if typical work stations are used with vertical hanging strips instead of panels. THIS TYPICAL INCLUDES: 4 Standard Solid Panels 2 Panel Connectors, 2-Way Corner 1 Panel-to-Panel Connector 2 Finished End Hardware 1 Cantilevered, Work Surface 2 Lockable Flipper Units 2 Shelf, Storage/Displays 2 Lights 1 Tack board 1 Tool Rail 1 Paper Tray 1 Diagonal Tray 1 Adjustable Keyboard Tray 1 Mobile Pedestal, Box/File
F0275 | Chair, Swivel, High Back | 1 | VV | Highback contemporary swivel chair, 41" high X 23" wide X 23" deep with five (5) caster swivel base and arms. Chair may be used at desks or in conference rooms. Back and seat are foam padded and upholstered with either woven textile fabric or vinyl.
F0420 | Cabinet, Filing, Lateral, Half Height | 1 | VV | Half height two (2) or three (3) drawer lateral filing cabinet, 28" high X 42" wide X 18" deep with recessed handles, locking device and drawer label holders. Drawers are adaptable to either letter or legal size materials.
F2000 | Basket, Wastepaper, Fire Resistant | 1 | VV | Wastepaper basket, fire resistant, approximately 40 quart capacity. This unit is used to collect and temporarily store small quantities of paper refuse in patient rooms, administrative areas and nursing stations. Size and shape varies depending on the application and manufacturer selected.
M1801 | Computer, Microprocessing, w/Flat Panel Monitor | 1 | VV | Desk top microprocessing computer. The unit shall consist of a central processing mini tower, flat panel monitor, keyboard, mouse and speakers. The system shall have the following minimum characteristics: a 2.8 GHz Pentium processor; 512 MB memory; 80GB hard drive; 32/48x CD-ROMDVD combo; 1.44MB network interface card; video 32 MB NVIDIA; a 18 inch flat panel monitor. The computer is used throughout the facility to input, manipulate and retrieve information.
7 - SS217 - Infectious Diseases Resident Workstation, Stff Sprt | 7 - SS217 - Infectious Diseases Resident Workstation, Stff Sprt | 7 - SS217 - Infectious Diseases Resident Workstation, Stff Sprt | 7 - SS217 - Infectious Diseases Resident Workstation, Stff Sprt | 7 - SS217 - Infectious Diseases Resident Workstation, Stff Sprt
JSN | NAME | QTY | ACQ/INS | DESCRIPTION
A1010 | Telecommunication Outlet | 1 | VV | Telecommunication outlet location.
A1015 | Telephone, Desk, Multiple Line | 1 | VV | Telephone, desk, multiple line.
E0123 | Workstation, Straight, Free Standing, 72" W | 1 | VV | This JSN will provide a whole work station typical to quickly plan work in areas in clinical or administrative spaces. There will be a price decrease if typical work stations are used with vertical hanging strips instead of panels. THIS TYPICAL INCLUDES: 4 Standard Solid Panels 2 Panel Connectors, 2-Way Corner 1 Panel-to-Panel Connector 2 Finished End Hardware 1 Cantilevered, Work Surface 2 Lockable Flipper Units 2 Shelf, Storage/Displays 2 Lights 1 Tack board 1 Tool Rail 1 Paper Tray 1 Diagonal Tray 1 Adjustable Keyboard Tray 1 Mobile Pedestal, Box/File
F0275 | Chair, Swivel, High Back | 1 | VV | Highback contemporary swivel chair, 41" high X 23" wide X 23" deep with five (5) caster swivel base and arms. Chair may be used at desks or in conference rooms. Back and seat are foam padded and upholstered with either woven textile fabric or vinyl.
F0420 | Cabinet, Filing, Lateral, Half Height | 1 | VV | Half height two (2) or three (3) drawer lateral filing cabinet, 28" high X 42" wide X 18" deep with recessed handles, locking device and drawer label holders. Drawers are adaptable to either letter or legal size materials.
F2000 | Basket, Wastepaper, Fire Resistant | 1 | VV | Wastepaper basket, fire resistant, approximately 40 quart capacity. This unit is used to collect and temporarily store small quantities of paper refuse in patient rooms, administrative areas and nursing stations. Size and shape varies depending on the application and manufacturer selected.
M1801 | Computer, Microprocessing, w/Flat Panel Monitor | 1 | VV | Desk top microprocessing computer. The unit shall consist of a central processing mini tower, flat panel monitor, keyboard, mouse and speakers. The system shall have the following minimum characteristics: a 2.8 GHz Pentium processor; 512 MB memory; 80GB hard drive; 32/48x CD-ROMDVD combo; 1.44MB network interface card; video 32 MB NVIDIA; a 18 inch flat panel monitor. The computer is used throughout the facility to input, manipulate and retrieve information.
8 - SB191 - Infectious Diseases Staff Toilet, Bldg Sprt | 8 - SB191 - Infectious Diseases Staff Toilet, Bldg Sprt | 8 - SB191 - Infectious Diseases Staff Toilet, Bldg Sprt | 8 - SB191 - Infectious Diseases Staff Toilet, Bldg Sprt | 8 - SB191 - Infectious Diseases Staff Toilet, Bldg Sprt
JSN | NAME | QTY | ACQ/INS | DESCRIPTION
A1067 | Mirror, Float Glass, ADA Accessible | 1 | CC | A high quality 1/4" polished float glass mirror with a stainless steel frame. Frame holds mirror in a tilted position for accessibility and compliance with ADA requirements. Mirror has a galvanized steel back secured to frame with concealed screws with integral horizontal hanging brackets. Mirror shall be approximately 18" wide and 36" high. Other sizes are available.
A4995 | Table, Diaper Changing, Wall Mounted | 1 | CC | Wall mounted diaper changing table for use in public restrooms. Unit is a fold down system that folds upward when not in use for minimal intrusion into the room. Changing surface is contoured and has safety belt to insure that an infant will not fall from the table. Table is designed to hold no less than 250 pounds static weight. Closed dimensions are approximately 21" H x 36" W x 5" D. Open dimensions vary according to style. One system's open dimensions are 15 " high, 32" wide and 19" deep.
A5075 | Dispenser, Soap, Disposable | 1 | VV | Disposable soap dispenser. One-handed dispensing operation. Designed to accommodate disposable soap cartridge and valve.
A5082 | Dispenser, Paper Towel, Sensor, Hands Free | 1 | CC | A surface mounted, sensor activated, automatic, roll paper towel dispenser. The unit dispenses a paper towel automatically only when hands are place in position below the dispenser for maximum sanitation and hygiene. May include adjustable settings for sheet length, time delay, and sensor range. Unit is battery operated or with optional AC power adapter.
A5090 | Disposal, Sanitary Napkin, SS, Surface Mounted | 1 | CC | A surface mounted, satin finish stainless steel, sanitary napkin disposal. Disposal features a flip-up cover, secured to the container by a heavy duty stainless steel piano-hinge. Disposal may be secured to wall or toilet partition. For general purpose use in female toilet stalls or rooms and uni-sex toilet rooms.
A5109 | Grab Bar, 1-1/4" Dia., SS, 2 Wall, W/C Accessible | 1 | CC | A 1-1/4" diameter, satin finish stainless steel, peened gripping surface, 2 wall toilet stall/ room, grab bar with concealed mounting flanges. Snap over flanges are provided to conceal mounting screws. A selection of mounting kits and concealed anchor devices are available from the manufacturers for different types of installations. Grab bar shall comply with barrier-free accessibility guidelines for structural strength. For typical water closet applications in toilet stalls and rooms where ADA (American's With Disabilities Act) requirements must be met.
A5145 | Hook, Garment, Double, SS, Surface Mounted | 1 | CC | A surface mounted, satin finish stainless steel, double garment hook. Equipped with a concealed mounting bracket that is secured to a concealed wall plate. For general purpose use throughout the facility to hang various items of apparel.
A5200 | Dispenser, Toilet Tissue, SS, 2-Roll, Surface Mntd | 1 | CC | A concealed surface mounted, double roll, satin finish stainless steel, toilet tissue dispenser. Unit accommodates two standard-core toilet tissue rolls through 5" in diameter. Spindles are chrome plated plastic with a heavy-duty internal spring and turn freely for non-controlled delivery. For general purpose use in restrooms.
F2010 | Basket, Wastepaper, Step-On | 1 | VV | "Step-on" wastepaper basket with inner liner and foot petal activated flip top.
P3200 | Lavatory, Vitreous China, Slab Type w/Sens Op Fauc | 1 | CC | Wall mounted, slab type, vitreous china, lavatory (approximately 7 x 15 x 10 inches) with faucet holes on 4 inch centers; electronic sensor operated, goose neck spout and grid strainer. It shall be suitable for use in clinics, offices and patient care areas.
P9050 | Toilet, Wall Hung, Siphon Jet | 1 | CC | Siphon jet water closet/ toilet. This unit is wall hung with an elongated bowl, top spud flushometer, seat with open front and check hinge, and carrier. Used in restrooms throughout the health care facility.
9 - SB746 - Infectious Diseases Storage Room, Lgstcs Svc | 9 - SB746 - Infectious Diseases Storage Room, Lgstcs Svc | 9 - SB746 - Infectious Diseases Storage Room, Lgstcs Svc | 9 - SB746 - Infectious Diseases Storage Room, Lgstcs Svc | 9 - SB746 - Infectious Diseases Storage Room, Lgstcs Svc
JSN | NAME | QTY | ACQ/INS | DESCRIPTION
A1010 | Telecommunication Outlet | 1 | VV | Telecommunication outlet location.
A1014 | Telephone, Wall Mounted, 1 Line, With Speaker | 1 | VV | Telephone, wall mounted, 1 line, with speaker.
M2055 | Shelving, Storage, Wire, CRS, w/Adjustable Shelves | 4 | VV | Stationary, wire, shelving unit. Unit has fully adjustable shelves constructed of stainless steel. For use in general purpose storage areas. Shelving is provided in various sizes and configurations. Price provided is for a unit approximately 74"H x 18"D x 48"W with four shelves.
6 - HOMELESS / COMPENSATED WORK THERAPY (CWT) AREA | 6 - HOMELESS / COMPENSATED WORK THERAPY (CWT) AREA | 6 - HOMELESS / COMPENSATED WORK THERAPY (CWT) AREA | 6 - HOMELESS / COMPENSATED WORK THERAPY (CWT) AREA | 6 - HOMELESS / COMPENSATED WORK THERAPY (CWT) AREA
1 - SC174 - Homeless / Compensated Work Therapy (CWT) Patient Interview Room, Clncl Sprt | 1 - SC174 - Homeless / Compensated Work Therapy (CWT) Patient Interview Room, Clncl Sprt | 1 - SC174 - Homeless / Compensated Work Therapy (CWT) Patient Interview Room, Clncl Sprt | 1 - SC174 - Homeless / Compensated Work Therapy (CWT) Patient Interview Room, Clncl Sprt | 1 - SC174 - Homeless / Compensated Work Therapy (CWT) Patient Interview Room, Clncl Sprt
JSN | NAME | QTY | ACQ/INS | DESCRIPTION
A1010 | Telecommunication Outlet | 2 | VV | Telecommunication outlet location.
A1015 | Telephone, Desk, Multiple Line | 1 | VV | Telephone, desk, multiple line.
A5075 | Dispenser, Soap, Disposable | 1 | VV | Disposable soap dispenser. One-handed dispensing operation. Designed to accommodate disposable soap cartridge and valve.
A5080 | Dispenser, Paper Towel, SS, Surface Mounted | 1 | CC | A surface mounted, satin finish stainless steel, single-fold, paper towel dispenser. Dispenser features: tumbler lock; front hinged at bottom; and refill indicator slot. Minimum capacity 400 single-fold paper towels. For general purpose use throughout the facility.
A5145 | Hook, Garment, Double, SS, Surface Mounted | 1 | CC | A surface mounted, satin finish stainless steel, double garment hook. Equipped with a concealed mounting bracket that is secured to a concealed wall plate. For general purpose use throughout the facility to hang various items of apparel.
CD040 | Cabinet, W/H, 2 Shelf, 2 DO, Sloping Top, 38x36x13 | 1 | CC | Wall hung cabinet with two adjustable shelves, solid hinged doors, and sloping top. Also referred to as a solid hinged double door wall case. For general purpose use throughout the facility.
CS010 | Sink, SS, Single Compartment, 7.5x12x12 ID | 1 | CC | Single compartment stainless steel sink, drop-in, self-rimming, ledge-type, connected with a drain and provided with a mixing faucet. It shall also be provided with pre-punched fixture holes on 4" center, integral back ledge to accommodate deck-mounted fixtures, brushed/polished interior and top surfaces, and sound deadened. Recommended for use in suspended or U/C/B sink cabinets having a high plastic laminate or Chemsurf laminate countertop/work surface. For general purpose use throughout the facility.
CT020 | Countertop, Solid Surface | 1 | CC | A solid, nonporous countertop with a smooth seamless appearance. Easy to clean and maintain and with proper cleaning does not support the growth of mold. An acrylic-based solid surface product. Standard thickness of 1", and a 4" butt backsplash/curb. Also referred to as a work surface or work top. Available in a choice of colors and depths. Used in lab and other hospital areas requiring optimum physical and chemical resisting properties.
F0205 | Chair, Side With Arms | 3 | VV | Upholstered side chair, 32" high X 21" wide X 23" deep with arms, padded seats and padded backs. Seat height is a minimum of 17". Available with or without sled base.
F0340 | Stool, Self Adjusting | 1 | VV | Self adjusting stool. Consists of a foam padded upholstered seat with attached foot rest for added comfort. Mounted on swivel casters. Designed for doctor's use during examinations.
F0740 | Table, Occasional, Lamp | 1 | VV | Occasional lamp table (end table) approximately 20" high X 27" wide X 27" deep with choice of finishes (wood, oak veneer, or high pressure laminate).
F2000 | Basket, Wastepaper, Fire Resistant | 1 | VV | Wastepaper basket, fire resistant, approximately 40 quart capacity. This unit is used to collect and temporarily store small quantities of paper refuse in patient rooms, administrative areas and nursing stations. Size and shape varies depending on the application and manufacturer selected.
F3200 | Clock, Battery, 12" Diameter | 1 | VV | Clock, 12" diameter. Round surface, easy to read numbers with sweep second hand. Wall mounted unit for use when impractical to install a fully synchronized clock system. Battery operated, (batteries not included).
M1801 | Computer, Microprocessing, w/Flat Panel Monitor | 1 | VV | Desk top microprocessing computer. The unit shall consist of a central processing mini tower, flat panel monitor, keyboard, mouse and speakers. The system shall have the following minimum characteristics: a 2.8 GHz Pentium processor; 512 MB memory; 80GB hard drive; 32/48x CD-ROMDVD combo; 1.44MB network interface card; video 32 MB NVIDIA; a 18 inch flat panel monitor. The computer is used throughout the facility to input, manipulate and retrieve information.
M1802 | Work Station, Computer, Retractable, Wall Mounted | 1 | VV | A wall mounted retractable work station. Work station is used as a computer station in treatment rooms, exam rooms and areas where physical space in limited.
2 - SS204 - Homeless / Compensated Work Therapy (CWT) Service Chief Office, Stff Sprt | 2 - SS204 - Homeless / Compensated Work Therapy (CWT) Service Chief Office, Stff Sprt | 2 - SS204 - Homeless / Compensated Work Therapy (CWT) Service Chief Office, Stff Sprt | 2 - SS204 - Homeless / Compensated Work Therapy (CWT) Service Chief Office, Stff Sprt | 2 - SS204 - Homeless / Compensated Work Therapy (CWT) Service Chief Office, Stff Sprt
JSN | NAME | QTY | ACQ/INS | DESCRIPTION
A1010 | Telecommunication Outlet | 2 | VV | Telecommunication outlet location.
A1015 | Telephone, Desk, Multiple Line | 1 | VV | Telephone, desk, multiple line.
A5145 | Hook, Garment, Double, SS, Surface Mounted | 1 | CC | A surface mounted, satin finish stainless steel, double garment hook. Equipped with a concealed mounting bracket that is secured to a concealed wall plate. For general purpose use throughout the facility to hang various items of apparel.
E0078 | Workstation, L-Shaped w/Peninsula, Free Std, 78x72 | 1 | VV | This section will provide a whole work station typical to quickly plan work areas in clinical or administrative spaces. There will be a price decrease if typical work stations are used with vertical hanging strips instead of panels. THIS TYPICAL INCLUDES: 4 standard solid panels; 2 panel connectors, 2-way corner; 1 panel-to-panel connector; 2 finished end hardware; 1 cantilevered work surface; 1 peninsula work surface; 2 lockable flipper units; 2 shelf, storage/display; 2 lights; 1 tack board, 48"W; 1 tool rail, 30"W; 1 paper tray; 1 diagonal tray; 1 adjustable keyboard tray; 1 mobile pedestal, box/file.
F0110 | Bookcase, 3 Shelf | 1 | VV | Freestanding open metal shelf book case, approximately 60" high X 36" wide X 18" deep with three (3) adjustable shelves and four (4) non-marking floor glides.
F0205 | Chair, Side With Arms | 2 | VV | Upholstered side chair, 32" high X 21" wide X 23" deep with arms, padded seats and padded backs. Seat height is a minimum of 17". Available with or without sled base.
F0275 | Chair, Swivel, High Back | 1 | VV | Highback contemporary swivel chair, 41" high X 23" wide X 23" deep with five (5) caster swivel base and arms. Chair may be used at desks or in conference rooms. Back and seat are foam padded and upholstered with either woven textile fabric or vinyl.
F0420 | Cabinet, Filing, Lateral, Half Height | 1 | VV | Half height two (2) or three (3) drawer lateral filing cabinet, 28" high X 42" wide X 18" deep with recessed handles, locking device and drawer label holders. Drawers are adaptable to either letter or legal size materials.
F2000 | Basket, Wastepaper, Fire Resistant | 1 | VV | Wastepaper basket, fire resistant, approximately 40 quart capacity. This unit is used to collect and temporarily store small quantities of paper refuse in patient rooms, administrative areas and nursing stations. Size and shape varies depending on the application and manufacturer selected.
F3200 | Clock, Battery, 12" Diameter | 1 | VV | Clock, 12" diameter. Round surface, easy to read numbers with sweep second hand. Wall mounted unit for use when impractical to install a fully synchronized clock system. Battery operated, (batteries not included).
M1801 | Computer, Microprocessing, w/Flat Panel Monitor | 1 | VV | Desk top microprocessing computer. The unit shall consist of a central processing mini tower, flat panel monitor, keyboard, mouse and speakers. The system shall have the following minimum characteristics: a 2.8 GHz Pentium processor; 512 MB memory; 80GB hard drive; 32/48x CD-ROMDVD combo; 1.44MB network interface card; video 32 MB NVIDIA; a 18 inch flat panel monitor. The computer is used throughout the facility to input, manipulate and retrieve information.
3 - SS204 - Homeless / Compensated Work Therapy (CWT) Assistant Chief Office, Stff Sprt | 3 - SS204 - Homeless / Compensated Work Therapy (CWT) Assistant Chief Office, Stff Sprt | 3 - SS204 - Homeless / Compensated Work Therapy (CWT) Assistant Chief Office, Stff Sprt | 3 - SS204 - Homeless / Compensated Work Therapy (CWT) Assistant Chief Office, Stff Sprt | 3 - SS204 - Homeless / Compensated Work Therapy (CWT) Assistant Chief Office, Stff Sprt
JSN | NAME | QTY | ACQ/INS | DESCRIPTION
A1010 | Telecommunication Outlet | 2 | VV | Telecommunication outlet location.
A1015 | Telephone, Desk, Multiple Line | 1 | VV | Telephone, desk, multiple line.
A5145 | Hook, Garment, Double, SS, Surface Mounted | 1 | CC | A surface mounted, satin finish stainless steel, double garment hook. Equipped with a concealed mounting bracket that is secured to a concealed wall plate. For general purpose use throughout the facility to hang various items of apparel.
E0078 | Workstation, L-Shaped w/Peninsula, Free Std, 78x72 | 1 | VV | This section will provide a whole work station typical to quickly plan work areas in clinical or administrative spaces. There will be a price decrease if typical work stations are used with vertical hanging strips instead of panels. THIS TYPICAL INCLUDES: 4 standard solid panels; 2 panel connectors, 2-way corner; 1 panel-to-panel connector; 2 finished end hardware; 1 cantilevered work surface; 1 peninsula work surface; 2 lockable flipper units; 2 shelf, storage/display; 2 lights; 1 tack board, 48"W; 1 tool rail, 30"W; 1 paper tray; 1 diagonal tray; 1 adjustable keyboard tray; 1 mobile pedestal, box/file.
F0110 | Bookcase, 3 Shelf | 1 | VV | Freestanding open metal shelf book case, approximately 60" high X 36" wide X 18" deep with three (3) adjustable shelves and four (4) non-marking floor glides.
F0205 | Chair, Side With Arms | 2 | VV | Upholstered side chair, 32" high X 21" wide X 23" deep with arms, padded seats and padded backs. Seat height is a minimum of 17". Available with or without sled base.
F0275 | Chair, Swivel, High Back | 1 | VV | Highback contemporary swivel chair, 41" high X 23" wide X 23" deep with five (5) caster swivel base and arms. Chair may be used at desks or in conference rooms. Back and seat are foam padded and upholstered with either woven textile fabric or vinyl.
F0420 | Cabinet, Filing, Lateral, Half Height | 1 | VV | Half height two (2) or three (3) drawer lateral filing cabinet, 28" high X 42" wide X 18" deep with recessed handles, locking device and drawer label holders. Drawers are adaptable to either letter or legal size materials.
F2000 | Basket, Wastepaper, Fire Resistant | 1 | VV | Wastepaper basket, fire resistant, approximately 40 quart capacity. This unit is used to collect and temporarily store small quantities of paper refuse in patient rooms, administrative areas and nursing stations. Size and shape varies depending on the application and manufacturer selected.
F3200 | Clock, Battery, 12" Diameter | 1 | VV | Clock, 12" diameter. Round surface, easy to read numbers with sweep second hand. Wall mounted unit for use when impractical to install a fully synchronized clock system. Battery operated, (batteries not included).
M1801 | Computer, Microprocessing, w/Flat Panel Monitor | 1 | VV | Desk top microprocessing computer. The unit shall consist of a central processing mini tower, flat panel monitor, keyboard, mouse and speakers. The system shall have the following minimum characteristics: a 2.8 GHz Pentium processor; 512 MB memory; 80GB hard drive; 32/48x CD-ROMDVD combo; 1.44MB network interface card; video 32 MB NVIDIA; a 18 inch flat panel monitor. The computer is used throughout the facility to input, manipulate and retrieve information.
4 - SS218 - Homeless / Compensated Work Therapy (CWT) Administration Support Workstation, Stff Sprt | 4 - SS218 - Homeless / Compensated Work Therapy (CWT) Administration Support Workstation, Stff Sprt | 4 - SS218 - Homeless / Compensated Work Therapy (CWT) Administration Support Workstation, Stff Sprt | 4 - SS218 - Homeless / Compensated Work Therapy (CWT) Administration Support Workstation, Stff Sprt | 4 - SS218 - Homeless / Compensated Work Therapy (CWT) Administration Support Workstation, Stff Sprt
JSN | NAME | QTY | ACQ/INS | DESCRIPTION
A1010 | Telecommunication Outlet | 2 | VV | Telecommunication outlet location.
A1015 | Telephone, Desk, Multiple Line | 1 | VV | Telephone, desk, multiple line.
E0123 | Workstation, Straight, Free Standing, 72" W | 1 | VV | This JSN will provide a whole work station typical to quickly plan work in areas in clinical or administrative spaces. There will be a price decrease if typical work stations are used with vertical hanging strips instead of panels. THIS TYPICAL INCLUDES: 4 Standard Solid Panels 2 Panel Connectors, 2-Way Corner 1 Panel-to-Panel Connector 2 Finished End Hardware 1 Cantilevered, Work Surface 2 Lockable Flipper Units 2 Shelf, Storage/Displays 2 Lights 1 Tack board 1 Tool Rail 1 Paper Tray 1 Diagonal Tray 1 Adjustable Keyboard Tray 1 Mobile Pedestal, Box/File
F0275 | Chair, Swivel, High Back | 1 | VV | Highback contemporary swivel chair, 41" high X 23" wide X 23" deep with five (5) caster swivel base and arms. Chair may be used at desks or in conference rooms. Back and seat are foam padded and upholstered with either woven textile fabric or vinyl.
F0420 | Cabinet, Filing, Lateral, Half Height | 1 | VV | Half height two (2) or three (3) drawer lateral filing cabinet, 28" high X 42" wide X 18" deep with recessed handles, locking device and drawer label holders. Drawers are adaptable to either letter or legal size materials.
F2000 | Basket, Wastepaper, Fire Resistant | 1 | VV | Wastepaper basket, fire resistant, approximately 40 quart capacity. This unit is used to collect and temporarily store small quantities of paper refuse in patient rooms, administrative areas and nursing stations. Size and shape varies depending on the application and manufacturer selected.
M1801 | Computer, Microprocessing, w/Flat Panel Monitor | 1 | VV | Desk top microprocessing computer. The unit shall consist of a central processing mini tower, flat panel monitor, keyboard, mouse and speakers. The system shall have the following minimum characteristics: a 2.8 GHz Pentium processor; 512 MB memory; 80GB hard drive; 32/48x CD-ROMDVD combo; 1.44MB network interface card; video 32 MB NVIDIA; a 18 inch flat panel monitor. The computer is used throughout the facility to input, manipulate and retrieve information.
5 - SS218 - Homeless / Compensated Work Therapy (CWT) Clerical Workstation, Stff Sprt | 5 - SS218 - Homeless / Compensated Work Therapy (CWT) Clerical Workstation, Stff Sprt | 5 - SS218 - Homeless / Compensated Work Therapy (CWT) Clerical Workstation, Stff Sprt | 5 - SS218 - Homeless / Compensated Work Therapy (CWT) Clerical Workstation, Stff Sprt | 5 - SS218 - Homeless / Compensated Work Therapy (CWT) Clerical Workstation, Stff Sprt
JSN | NAME | QTY | ACQ/INS | DESCRIPTION
A1010 | Telecommunication Outlet | 2 | VV | Telecommunication outlet location.
A1015 | Telephone, Desk, Multiple Line | 1 | VV | Telephone, desk, multiple line.
E0123 | Workstation, Straight, Free Standing, 72" W | 1 | VV | This JSN will provide a whole work station typical to quickly plan work in areas in clinical or administrative spaces. There will be a price decrease if typical work stations are used with vertical hanging strips instead of panels. THIS TYPICAL INCLUDES: 4 Standard Solid Panels 2 Panel Connectors, 2-Way Corner 1 Panel-to-Panel Connector 2 Finished End Hardware 1 Cantilevered, Work Surface 2 Lockable Flipper Units 2 Shelf, Storage/Displays 2 Lights 1 Tack board 1 Tool Rail 1 Paper Tray 1 Diagonal Tray 1 Adjustable Keyboard Tray 1 Mobile Pedestal, Box/File
F0275 | Chair, Swivel, High Back | 1 | VV | Highback contemporary swivel chair, 41" high X 23" wide X 23" deep with five (5) caster swivel base and arms. Chair may be used at desks or in conference rooms. Back and seat are foam padded and upholstered with either woven textile fabric or vinyl.
F0420 | Cabinet, Filing, Lateral, Half Height | 1 | VV | Half height two (2) or three (3) drawer lateral filing cabinet, 28" high X 42" wide X 18" deep with recessed handles, locking device and drawer label holders. Drawers are adaptable to either letter or legal size materials.
F2000 | Basket, Wastepaper, Fire Resistant | 1 | VV | Wastepaper basket, fire resistant, approximately 40 quart capacity. This unit is used to collect and temporarily store small quantities of paper refuse in patient rooms, administrative areas and nursing stations. Size and shape varies depending on the application and manufacturer selected.
M1801 | Computer, Microprocessing, w/Flat Panel Monitor | 1 | VV | Desk top microprocessing computer. The unit shall consist of a central processing mini tower, flat panel monitor, keyboard, mouse and speakers. The system shall have the following minimum characteristics: a 2.8 GHz Pentium processor; 512 MB memory; 80GB hard drive; 32/48x CD-ROMDVD combo; 1.44MB network interface card; video 32 MB NVIDIA; a 18 inch flat panel monitor. The computer is used throughout the facility to input, manipulate and retrieve information.
6 - SS218 - Homeless / Compensated Work Therapy (CWT) Staff Physician Workstation, Stff Sprt | 6 - SS218 - Homeless / Compensated Work Therapy (CWT) Staff Physician Workstation, Stff Sprt | 6 - SS218 - Homeless / Compensated Work Therapy (CWT) Staff Physician Workstation, Stff Sprt | 6 - SS218 - Homeless / Compensated Work Therapy (CWT) Staff Physician Workstation, Stff Sprt | 6 - SS218 - Homeless / Compensated Work Therapy (CWT) Staff Physician Workstation, Stff Sprt
JSN | NAME | QTY | ACQ/INS | DESCRIPTION
A1010 | Telecommunication Outlet | 2 | VV | Telecommunication outlet location.
A1015 | Telephone, Desk, Multiple Line | 1 | VV | Telephone, desk, multiple line.
E0123 | Workstation, Straight, Free Standing, 72" W | 1 | VV | This JSN will provide a whole work station typical to quickly plan work in areas in clinical or administrative spaces. There will be a price decrease if typical work stations are used with vertical hanging strips instead of panels. THIS TYPICAL INCLUDES: 4 Standard Solid Panels 2 Panel Connectors, 2-Way Corner 1 Panel-to-Panel Connector 2 Finished End Hardware 1 Cantilevered, Work Surface 2 Lockable Flipper Units 2 Shelf, Storage/Displays 2 Lights 1 Tack board 1 Tool Rail 1 Paper Tray 1 Diagonal Tray 1 Adjustable Keyboard Tray 1 Mobile Pedestal, Box/File
F0275 | Chair, Swivel, High Back | 1 | VV | Highback contemporary swivel chair, 41" high X 23" wide X 23" deep with five (5) caster swivel base and arms. Chair may be used at desks or in conference rooms. Back and seat are foam padded and upholstered with either woven textile fabric or vinyl.
F0420 | Cabinet, Filing, Lateral, Half Height | 1 | VV | Half height two (2) or three (3) drawer lateral filing cabinet, 28" high X 42" wide X 18" deep with recessed handles, locking device and drawer label holders. Drawers are adaptable to either letter or legal size materials.
F2000 | Basket, Wastepaper, Fire Resistant | 1 | VV | Wastepaper basket, fire resistant, approximately 40 quart capacity. This unit is used to collect and temporarily store small quantities of paper refuse in patient rooms, administrative areas and nursing stations. Size and shape varies depending on the application and manufacturer selected.
M1801 | Computer, Microprocessing, w/Flat Panel Monitor | 1 | VV | Desk top microprocessing computer. The unit shall consist of a central processing mini tower, flat panel monitor, keyboard, mouse and speakers. The system shall have the following minimum characteristics: a 2.8 GHz Pentium processor; 512 MB memory; 80GB hard drive; 32/48x CD-ROMDVD combo; 1.44MB network interface card; video 32 MB NVIDIA; a 18 inch flat panel monitor. The computer is used throughout the facility to input, manipulate and retrieve information.
7 - SS217 - Homeless / Compensated Work Therapy (CWT) Resident Workstation, Stff Sprt | 7 - SS217 - Homeless / Compensated Work Therapy (CWT) Resident Workstation, Stff Sprt | 7 - SS217 - Homeless / Compensated Work Therapy (CWT) Resident Workstation, Stff Sprt | 7 - SS217 - Homeless / Compensated Work Therapy (CWT) Resident Workstation, Stff Sprt | 7 - SS217 - Homeless / Compensated Work Therapy (CWT) Resident Workstation, Stff Sprt
JSN | NAME | QTY | ACQ/INS | DESCRIPTION
A1010 | Telecommunication Outlet | 1 | VV | Telecommunication outlet location.
A1015 | Telephone, Desk, Multiple Line | 1 | VV | Telephone, desk, multiple line.
E0123 | Workstation, Straight, Free Standing, 72" W | 1 | VV | This JSN will provide a whole work station typical to quickly plan work in areas in clinical or administrative spaces. There will be a price decrease if typical work stations are used with vertical hanging strips instead of panels. THIS TYPICAL INCLUDES: 4 Standard Solid Panels 2 Panel Connectors, 2-Way Corner 1 Panel-to-Panel Connector 2 Finished End Hardware 1 Cantilevered, Work Surface 2 Lockable Flipper Units 2 Shelf, Storage/Displays 2 Lights 1 Tack board 1 Tool Rail 1 Paper Tray 1 Diagonal Tray 1 Adjustable Keyboard Tray 1 Mobile Pedestal, Box/File
F0275 | Chair, Swivel, High Back | 1 | VV | Highback contemporary swivel chair, 41" high X 23" wide X 23" deep with five (5) caster swivel base and arms. Chair may be used at desks or in conference rooms. Back and seat are foam padded and upholstered with either woven textile fabric or vinyl.
F0420 | Cabinet, Filing, Lateral, Half Height | 1 | VV | Half height two (2) or three (3) drawer lateral filing cabinet, 28" high X 42" wide X 18" deep with recessed handles, locking device and drawer label holders. Drawers are adaptable to either letter or legal size materials.
F2000 | Basket, Wastepaper, Fire Resistant | 1 | VV | Wastepaper basket, fire resistant, approximately 40 quart capacity. This unit is used to collect and temporarily store small quantities of paper refuse in patient rooms, administrative areas and nursing stations. Size and shape varies depending on the application and manufacturer selected.
M1801 | Computer, Microprocessing, w/Flat Panel Monitor | 1 | VV | Desk top microprocessing computer. The unit shall consist of a central processing mini tower, flat panel monitor, keyboard, mouse and speakers. The system shall have the following minimum characteristics: a 2.8 GHz Pentium processor; 512 MB memory; 80GB hard drive; 32/48x CD-ROMDVD combo; 1.44MB network interface card; video 32 MB NVIDIA; a 18 inch flat panel monitor. The computer is used throughout the facility to input, manipulate and retrieve information.
8 - SB191 - Homeless / Compensated Work Therapy (CWT) Staff Toilet, Bldg Sprt | 8 - SB191 - Homeless / Compensated Work Therapy (CWT) Staff Toilet, Bldg Sprt | 8 - SB191 - Homeless / Compensated Work Therapy (CWT) Staff Toilet, Bldg Sprt | 8 - SB191 - Homeless / Compensated Work Therapy (CWT) Staff Toilet, Bldg Sprt | 8 - SB191 - Homeless / Compensated Work Therapy (CWT) Staff Toilet, Bldg Sprt
JSN | NAME | QTY | ACQ/INS | DESCRIPTION
A1067 | Mirror, Float Glass, ADA Accessible | 1 | CC | A high quality 1/4" polished float glass mirror with a stainless steel frame. Frame holds mirror in a tilted position for accessibility and compliance with ADA requirements. Mirror has a galvanized steel back secured to frame with concealed screws with integral horizontal hanging brackets. Mirror shall be approximately 18" wide and 36" high. Other sizes are available.
A4995 | Table, Diaper Changing, Wall Mounted | 1 | CC | Wall mounted diaper changing table for use in public restrooms. Unit is a fold down system that folds upward when not in use for minimal intrusion into the room. Changing surface is contoured and has safety belt to insure that an infant will not fall from the table. Table is designed to hold no less than 250 pounds static weight. Closed dimensions are approximately 21" H x 36" W x 5" D. Open dimensions vary according to style. One system's open dimensions are 15 " high, 32" wide and 19" deep.
A5075 | Dispenser, Soap, Disposable | 1 | VV | Disposable soap dispenser. One-handed dispensing operation. Designed to accommodate disposable soap cartridge and valve.
A5082 | Dispenser, Paper Towel, Sensor, Hands Free | 1 | CC | A surface mounted, sensor activated, automatic, roll paper towel dispenser. The unit dispenses a paper towel automatically only when hands are place in position below the dispenser for maximum sanitation and hygiene. May include adjustable settings for sheet length, time delay, and sensor range. Unit is battery operated or with optional AC power adapter.
A5090 | Disposal, Sanitary Napkin, SS, Surface Mounted | 1 | CC | A surface mounted, satin finish stainless steel, sanitary napkin disposal. Disposal features a flip-up cover, secured to the container by a heavy duty stainless steel piano-hinge. Disposal may be secured to wall or toilet partition. For general purpose use in female toilet stalls or rooms and uni-sex toilet rooms.
A5109 | Grab Bar, 1-1/4" Dia., SS, 2 Wall, W/C Accessible | 1 | CC | A 1-1/4" diameter, satin finish stainless steel, peened gripping surface, 2 wall toilet stall/ room, grab bar with concealed mounting flanges. Snap over flanges are provided to conceal mounting screws. A selection of mounting kits and concealed anchor devices are available from the manufacturers for different types of installations. Grab bar shall comply with barrier-free accessibility guidelines for structural strength. For typical water closet applications in toilet stalls and rooms where ADA (American's With Disabilities Act) requirements must be met.
A5145 | Hook, Garment, Double, SS, Surface Mounted | 1 | CC | A surface mounted, satin finish stainless steel, double garment hook. Equipped with a concealed mounting bracket that is secured to a concealed wall plate. For general purpose use throughout the facility to hang various items of apparel.
A5200 | Dispenser, Toilet Tissue, SS, 2-Roll, Surface Mntd | 1 | CC | A concealed surface mounted, double roll, satin finish stainless steel, toilet tissue dispenser. Unit accommodates two standard-core toilet tissue rolls through 5" in diameter. Spindles are chrome plated plastic with a heavy-duty internal spring and turn freely for non-controlled delivery. For general purpose use in restrooms.
F2010 | Basket, Wastepaper, Step-On | 1 | VV | "Step-on" wastepaper basket with inner liner and foot petal activated flip top.
P3200 | Lavatory, Vitreous China, Slab Type w/Sens Op Fauc | 1 | CC | Wall mounted, slab type, vitreous china, lavatory (approximately 7 x 15 x 10 inches) with faucet holes on 4 inch centers; electronic sensor operated, goose neck spout and grid strainer. It shall be suitable for use in clinics, offices and patient care areas.
P9050 | Toilet, Wall Hung, Siphon Jet | 1 | CC | Siphon jet water closet/ toilet. This unit is wall hung with an elongated bowl, top spud flushometer, seat with open front and check hinge, and carrier. Used in restrooms throughout the health care facility.
9 - SB746 - Homeless / Compensated Work Therapy (CWT) Storage Room, Lgstcs Svc | 9 - SB746 - Homeless / Compensated Work Therapy (CWT) Storage Room, Lgstcs Svc | 9 - SB746 - Homeless / Compensated Work Therapy (CWT) Storage Room, Lgstcs Svc | 9 - SB746 - Homeless / Compensated Work Therapy (CWT) Storage Room, Lgstcs Svc | 9 - SB746 - Homeless / Compensated Work Therapy (CWT) Storage Room, Lgstcs Svc
JSN | NAME | QTY | ACQ/INS | DESCRIPTION
A1010 | Telecommunication Outlet | 1 | VV | Telecommunication outlet location.
A1014 | Telephone, Wall Mounted, 1 Line, With Speaker | 1 | VV | Telephone, wall mounted, 1 line, with speaker.
M2055 | Shelving, Storage, Wire, CRS, w/Adjustable Shelves | 4 | VV | Stationary, wire, shelving unit. Unit has fully adjustable shelves constructed of stainless steel. For use in general purpose storage areas. Shelving is provided in various sizes and configurations. Price provided is for a unit approximately 74"H x 18"D x 48"W with four shelves.
7 - NEUROLOGY SERVICE AREA | 7 - NEUROLOGY SERVICE AREA | 7 - NEUROLOGY SERVICE AREA | 7 - NEUROLOGY SERVICE AREA | 7 - NEUROLOGY SERVICE AREA
1 - SC174 - Neurology Service Patient Interview Room, Clncl Sprt | 1 - SC174 - Neurology Service Patient Interview Room, Clncl Sprt | 1 - SC174 - Neurology Service Patient Interview Room, Clncl Sprt | 1 - SC174 - Neurology Service Patient Interview Room, Clncl Sprt | 1 - SC174 - Neurology Service Patient Interview Room, Clncl Sprt
JSN | NAME | QTY | ACQ/INS | DESCRIPTION
A1010 | Telecommunication Outlet | 2 | VV | Telecommunication outlet location.
A1015 | Telephone, Desk, Multiple Line | 1 | VV | Telephone, desk, multiple line.
A5075 | Dispenser, Soap, Disposable | 1 | VV | Disposable soap dispenser. One-handed dispensing operation. Designed to accommodate disposable soap cartridge and valve.
A5080 | Dispenser, Paper Towel, SS, Surface Mounted | 1 | CC | A surface mounted, satin finish stainless steel, single-fold, paper towel dispenser. Dispenser features: tumbler lock; front hinged at bottom; and refill indicator slot. Minimum capacity 400 single-fold paper towels. For general purpose use throughout the facility.
A5145 | Hook, Garment, Double, SS, Surface Mounted | 1 | CC | A surface mounted, satin finish stainless steel, double garment hook. Equipped with a concealed mounting bracket that is secured to a concealed wall plate. For general purpose use throughout the facility to hang various items of apparel.
CD040 | Cabinet, W/H, 2 Shelf, 2 DO, Sloping Top, 38x36x13 | 1 | CC | Wall hung cabinet with two adjustable shelves, solid hinged doors, and sloping top. Also referred to as a solid hinged double door wall case. For general purpose use throughout the facility.
CS010 | Sink, SS, Single Compartment, 7.5x12x12 ID | 1 | CC | Single compartment stainless steel sink, drop-in, self-rimming, ledge-type, connected with a drain and provided with a mixing faucet. It shall also be provided with pre-punched fixture holes on 4" center, integral back ledge to accommodate deck-mounted fixtures, brushed/polished interior and top surfaces, and sound deadened. Recommended for use in suspended or U/C/B sink cabinets having a high plastic laminate or Chemsurf laminate countertop/work surface. For general purpose use throughout the facility.
CT020 | Countertop, Solid Surface | 1 | CC | A solid, nonporous countertop with a smooth seamless appearance. Easy to clean and maintain and with proper cleaning does not support the growth of mold. An acrylic-based solid surface product. Standard thickness of 1", and a 4" butt backsplash/curb. Also referred to as a work surface or work top. Available in a choice of colors and depths. Used in lab and other hospital areas requiring optimum physical and chemical resisting properties.
F0205 | Chair, Side With Arms | 3 | VV | Upholstered side chair, 32" high X 21" wide X 23" deep with arms, padded seats and padded backs. Seat height is a minimum of 17". Available with or without sled base.
F0340 | Stool, Self Adjusting | 1 | VV | Self adjusting stool. Consists of a foam padded upholstered seat with attached foot rest for added comfort. Mounted on swivel casters. Designed for doctor's use during examinations.
F0740 | Table, Occasional, Lamp | 1 | VV | Occasional lamp table (end table) approximately 20" high X 27" wide X 27" deep with choice of finishes (wood, oak veneer, or high pressure laminate).
F2000 | Basket, Wastepaper, Fire Resistant | 1 | VV | Wastepaper basket, fire resistant, approximately 40 quart capacity. This unit is used to collect and temporarily store small quantities of paper refuse in patient rooms, administrative areas and nursing stations. Size and shape varies depending on the application and manufacturer selected.
F3200 | Clock, Battery, 12" Diameter | 1 | VV | Clock, 12" diameter. Round surface, easy to read numbers with sweep second hand. Wall mounted unit for use when impractical to install a fully synchronized clock system. Battery operated, (batteries not included).
M1801 | Computer, Microprocessing, w/Flat Panel Monitor | 1 | VV | Desk top microprocessing computer. The unit shall consist of a central processing mini tower, flat panel monitor, keyboard, mouse and speakers. The system shall have the following minimum characteristics: a 2.8 GHz Pentium processor; 512 MB memory; 80GB hard drive; 32/48x CD-ROMDVD combo; 1.44MB network interface card; video 32 MB NVIDIA; a 18 inch flat panel monitor. The computer is used throughout the facility to input, manipulate and retrieve information.
M1802 | Work Station, Computer, Retractable, Wall Mounted | 1 | VV | A wall mounted retractable work station. Work station is used as a computer station in treatment rooms, exam rooms and areas where physical space in limited.
2 - SS204 - Neurology Service Chief Office, Stff Sprt | 2 - SS204 - Neurology Service Chief Office, Stff Sprt | 2 - SS204 - Neurology Service Chief Office, Stff Sprt | 2 - SS204 - Neurology Service Chief Office, Stff Sprt | 2 - SS204 - Neurology Service Chief Office, Stff Sprt
JSN | NAME | QTY | ACQ/INS | DESCRIPTION
A1010 | Telecommunication Outlet | 2 | VV | Telecommunication outlet location.
A1015 | Telephone, Desk, Multiple Line | 1 | VV | Telephone, desk, multiple line.
A5145 | Hook, Garment, Double, SS, Surface Mounted | 1 | CC | A surface mounted, satin finish stainless steel, double garment hook. Equipped with a concealed mounting bracket that is secured to a concealed wall plate. For general purpose use throughout the facility to hang various items of apparel.
E0078 | Workstation, L-Shaped w/Peninsula, Free Std, 78x72 | 1 | VV | This section will provide a whole work station typical to quickly plan work areas in clinical or administrative spaces. There will be a price decrease if typical work stations are used with vertical hanging strips instead of panels. THIS TYPICAL INCLUDES: 4 standard solid panels; 2 panel connectors, 2-way corner; 1 panel-to-panel connector; 2 finished end hardware; 1 cantilevered work surface; 1 peninsula work surface; 2 lockable flipper units; 2 shelf, storage/display; 2 lights; 1 tack board, 48"W; 1 tool rail, 30"W; 1 paper tray; 1 diagonal tray; 1 adjustable keyboard tray; 1 mobile pedestal, box/file.
F0110 | Bookcase, 3 Shelf | 1 | VV | Freestanding open metal shelf book case, approximately 60" high X 36" wide X 18" deep with three (3) adjustable shelves and four (4) non-marking floor glides.
F0205 | Chair, Side With Arms | 2 | VV | Upholstered side chair, 32" high X 21" wide X 23" deep with arms, padded seats and padded backs. Seat height is a minimum of 17". Available with or without sled base.
F0275 | Chair, Swivel, High Back | 1 | VV | Highback contemporary swivel chair, 41" high X 23" wide X 23" deep with five (5) caster swivel base and arms. Chair may be used at desks or in conference rooms. Back and seat are foam padded and upholstered with either woven textile fabric or vinyl.
F0420 | Cabinet, Filing, Lateral, Half Height | 1 | VV | Half height two (2) or three (3) drawer lateral filing cabinet, 28" high X 42" wide X 18" deep with recessed handles, locking device and drawer label holders. Drawers are adaptable to either letter or legal size materials.
F2000 | Basket, Wastepaper, Fire Resistant | 1 | VV | Wastepaper basket, fire resistant, approximately 40 quart capacity. This unit is used to collect and temporarily store small quantities of paper refuse in patient rooms, administrative areas and nursing stations. Size and shape varies depending on the application and manufacturer selected.
F3200 | Clock, Battery, 12" Diameter | 1 | VV | Clock, 12" diameter. Round surface, easy to read numbers with sweep second hand. Wall mounted unit for use when impractical to install a fully synchronized clock system. Battery operated, (batteries not included).
M1801 | Computer, Microprocessing, w/Flat Panel Monitor | 1 | VV | Desk top microprocessing computer. The unit shall consist of a central processing mini tower, flat panel monitor, keyboard, mouse and speakers. The system shall have the following minimum characteristics: a 2.8 GHz Pentium processor; 512 MB memory; 80GB hard drive; 32/48x CD-ROMDVD combo; 1.44MB network interface card; video 32 MB NVIDIA; a 18 inch flat panel monitor. The computer is used throughout the facility to input, manipulate and retrieve information.
3 - SS204 - Neurology Service Assistant Chief Office, Stff Sprt | 3 - SS204 - Neurology Service Assistant Chief Office, Stff Sprt | 3 - SS204 - Neurology Service Assistant Chief Office, Stff Sprt | 3 - SS204 - Neurology Service Assistant Chief Office, Stff Sprt | 3 - SS204 - Neurology Service Assistant Chief Office, Stff Sprt
JSN | NAME | QTY | ACQ/INS | DESCRIPTION
A1010 | Telecommunication Outlet | 2 | VV | Telecommunication outlet location.
A1015 | Telephone, Desk, Multiple Line | 1 | VV | Telephone, desk, multiple line.
A5145 | Hook, Garment, Double, SS, Surface Mounted | 1 | CC | A surface mounted, satin finish stainless steel, double garment hook. Equipped with a concealed mounting bracket that is secured to a concealed wall plate. For general purpose use throughout the facility to hang various items of apparel.
E0078 | Workstation, L-Shaped w/Peninsula, Free Std, 78x72 | 1 | VV | This section will provide a whole work station typical to quickly plan work areas in clinical or administrative spaces. There will be a price decrease if typical work stations are used with vertical hanging strips instead of panels. THIS TYPICAL INCLUDES: 4 standard solid panels; 2 panel connectors, 2-way corner; 1 panel-to-panel connector; 2 finished end hardware; 1 cantilevered work surface; 1 peninsula work surface; 2 lockable flipper units; 2 shelf, storage/display; 2 lights; 1 tack board, 48"W; 1 tool rail, 30"W; 1 paper tray; 1 diagonal tray; 1 adjustable keyboard tray; 1 mobile pedestal, box/file.
F0110 | Bookcase, 3 Shelf | 1 | VV | Freestanding open metal shelf book case, approximately 60" high X 36" wide X 18" deep with three (3) adjustable shelves and four (4) non-marking floor glides.
F0205 | Chair, Side With Arms | 2 | VV | Upholstered side chair, 32" high X 21" wide X 23" deep with arms, padded seats and padded backs. Seat height is a minimum of 17". Available with or without sled base.
F0275 | Chair, Swivel, High Back | 1 | VV | Highback contemporary swivel chair, 41" high X 23" wide X 23" deep with five (5) caster swivel base and arms. Chair may be used at desks or in conference rooms. Back and seat are foam padded and upholstered with either woven textile fabric or vinyl.
F0420 | Cabinet, Filing, Lateral, Half Height | 1 | VV | Half height two (2) or three (3) drawer lateral filing cabinet, 28" high X 42" wide X 18" deep with recessed handles, locking device and drawer label holders. Drawers are adaptable to either letter or legal size materials.
F2000 | Basket, Wastepaper, Fire Resistant | 1 | VV | Wastepaper basket, fire resistant, approximately 40 quart capacity. This unit is used to collect and temporarily store small quantities of paper refuse in patient rooms, administrative areas and nursing stations. Size and shape varies depending on the application and manufacturer selected.
F3200 | Clock, Battery, 12" Diameter | 1 | VV | Clock, 12" diameter. Round surface, easy to read numbers with sweep second hand. Wall mounted unit for use when impractical to install a fully synchronized clock system. Battery operated, (batteries not included).
M1801 | Computer, Microprocessing, w/Flat Panel Monitor | 1 | VV | Desk top microprocessing computer. The unit shall consist of a central processing mini tower, flat panel monitor, keyboard, mouse and speakers. The system shall have the following minimum characteristics: a 2.8 GHz Pentium processor; 512 MB memory; 80GB hard drive; 32/48x CD-ROMDVD combo; 1.44MB network interface card; video 32 MB NVIDIA; a 18 inch flat panel monitor. The computer is used throughout the facility to input, manipulate and retrieve information.
4 - SS218 - Neurology Service Administration Support Workstation, Stff Sprt | 4 - SS218 - Neurology Service Administration Support Workstation, Stff Sprt | 4 - SS218 - Neurology Service Administration Support Workstation, Stff Sprt | 4 - SS218 - Neurology Service Administration Support Workstation, Stff Sprt | 4 - SS218 - Neurology Service Administration Support Workstation, Stff Sprt
JSN | NAME | QTY | ACQ/INS | DESCRIPTION
A1010 | Telecommunication Outlet | 2 | VV | Telecommunication outlet location.
A1015 | Telephone, Desk, Multiple Line | 1 | VV | Telephone, desk, multiple line.
E0123 | Workstation, Straight, Free Standing, 72" W | 1 | VV | This JSN will provide a whole work station typical to quickly plan work in areas in clinical or administrative spaces. There will be a price decrease if typical work stations are used with vertical hanging strips instead of panels. THIS TYPICAL INCLUDES: 4 Standard Solid Panels 2 Panel Connectors, 2-Way Corner 1 Panel-to-Panel Connector 2 Finished End Hardware 1 Cantilevered, Work Surface 2 Lockable Flipper Units 2 Shelf, Storage/Displays 2 Lights 1 Tack board 1 Tool Rail 1 Paper Tray 1 Diagonal Tray 1 Adjustable Keyboard Tray 1 Mobile Pedestal, Box/File
F0275 | Chair, Swivel, High Back | 1 | VV | Highback contemporary swivel chair, 41" high X 23" wide X 23" deep with five (5) caster swivel base and arms. Chair may be used at desks or in conference rooms. Back and seat are foam padded and upholstered with either woven textile fabric or vinyl.
F0420 | Cabinet, Filing, Lateral, Half Height | 1 | VV | Half height two (2) or three (3) drawer lateral filing cabinet, 28" high X 42" wide X 18" deep with recessed handles, locking device and drawer label holders. Drawers are adaptable to either letter or legal size materials.
F2000 | Basket, Wastepaper, Fire Resistant | 1 | VV | Wastepaper basket, fire resistant, approximately 40 quart capacity. This unit is used to collect and temporarily store small quantities of paper refuse in patient rooms, administrative areas and nursing stations. Size and shape varies depending on the application and manufacturer selected.
M1801 | Computer, Microprocessing, w/Flat Panel Monitor | 1 | VV | Desk top microprocessing computer. The unit shall consist of a central processing mini tower, flat panel monitor, keyboard, mouse and speakers. The system shall have the following minimum characteristics: a 2.8 GHz Pentium processor; 512 MB memory; 80GB hard drive; 32/48x CD-ROMDVD combo; 1.44MB network interface card; video 32 MB NVIDIA; a 18 inch flat panel monitor. The computer is used throughout the facility to input, manipulate and retrieve information.
5 - SS218 - Neurology Service Clerical Workstation, Stff Sprt | 5 - SS218 - Neurology Service Clerical Workstation, Stff Sprt | 5 - SS218 - Neurology Service Clerical Workstation, Stff Sprt | 5 - SS218 - Neurology Service Clerical Workstation, Stff Sprt | 5 - SS218 - Neurology Service Clerical Workstation, Stff Sprt
JSN | NAME | QTY | ACQ/INS | DESCRIPTION
A1010 | Telecommunication Outlet | 2 | VV | Telecommunication outlet location.
A1015 | Telephone, Desk, Multiple Line | 1 | VV | Telephone, desk, multiple line.
E0123 | Workstation, Straight, Free Standing, 72" W | 1 | VV | This JSN will provide a whole work station typical to quickly plan work in areas in clinical or administrative spaces. There will be a price decrease if typical work stations are used with vertical hanging strips instead of panels. THIS TYPICAL INCLUDES: 4 Standard Solid Panels 2 Panel Connectors, 2-Way Corner 1 Panel-to-Panel Connector 2 Finished End Hardware 1 Cantilevered, Work Surface 2 Lockable Flipper Units 2 Shelf, Storage/Displays 2 Lights 1 Tack board 1 Tool Rail 1 Paper Tray 1 Diagonal Tray 1 Adjustable Keyboard Tray 1 Mobile Pedestal, Box/File
F0275 | Chair, Swivel, High Back | 1 | VV | Highback contemporary swivel chair, 41" high X 23" wide X 23" deep with five (5) caster swivel base and arms. Chair may be used at desks or in conference rooms. Back and seat are foam padded and upholstered with either woven textile fabric or vinyl.
F0420 | Cabinet, Filing, Lateral, Half Height | 1 | VV | Half height two (2) or three (3) drawer lateral filing cabinet, 28" high X 42" wide X 18" deep with recessed handles, locking device and drawer label holders. Drawers are adaptable to either letter or legal size materials.
F2000 | Basket, Wastepaper, Fire Resistant | 1 | VV | Wastepaper basket, fire resistant, approximately 40 quart capacity. This unit is used to collect and temporarily store small quantities of paper refuse in patient rooms, administrative areas and nursing stations. Size and shape varies depending on the application and manufacturer selected.
M1801 | Computer, Microprocessing, w/Flat Panel Monitor | 1 | VV | Desk top microprocessing computer. The unit shall consist of a central processing mini tower, flat panel monitor, keyboard, mouse and speakers. The system shall have the following minimum characteristics: a 2.8 GHz Pentium processor; 512 MB memory; 80GB hard drive; 32/48x CD-ROMDVD combo; 1.44MB network interface card; video 32 MB NVIDIA; a 18 inch flat panel monitor. The computer is used throughout the facility to input, manipulate and retrieve information.
6 - SS218 - Neurology Service Staff Physician Workstation, Stff Sprt | 6 - SS218 - Neurology Service Staff Physician Workstation, Stff Sprt | 6 - SS218 - Neurology Service Staff Physician Workstation, Stff Sprt | 6 - SS218 - Neurology Service Staff Physician Workstation, Stff Sprt | 6 - SS218 - Neurology Service Staff Physician Workstation, Stff Sprt
JSN | NAME | QTY | ACQ/INS | DESCRIPTION
A1010 | Telecommunication Outlet | 2 | VV | Telecommunication outlet location.
A1015 | Telephone, Desk, Multiple Line | 1 | VV | Telephone, desk, multiple line.
E0123 | Workstation, Straight, Free Standing, 72" W | 1 | VV | This JSN will provide a whole work station typical to quickly plan work in areas in clinical or administrative spaces. There will be a price decrease if typical work stations are used with vertical hanging strips instead of panels. THIS TYPICAL INCLUDES: 4 Standard Solid Panels 2 Panel Connectors, 2-Way Corner 1 Panel-to-Panel Connector 2 Finished End Hardware 1 Cantilevered, Work Surface 2 Lockable Flipper Units 2 Shelf, Storage/Displays 2 Lights 1 Tack board 1 Tool Rail 1 Paper Tray 1 Diagonal Tray 1 Adjustable Keyboard Tray 1 Mobile Pedestal, Box/File
F0275 | Chair, Swivel, High Back | 1 | VV | Highback contemporary swivel chair, 41" high X 23" wide X 23" deep with five (5) caster swivel base and arms. Chair may be used at desks or in conference rooms. Back and seat are foam padded and upholstered with either woven textile fabric or vinyl.
F0420 | Cabinet, Filing, Lateral, Half Height | 1 | VV | Half height two (2) or three (3) drawer lateral filing cabinet, 28" high X 42" wide X 18" deep with recessed handles, locking device and drawer label holders. Drawers are adaptable to either letter or legal size materials.
F2000 | Basket, Wastepaper, Fire Resistant | 1 | VV | Wastepaper basket, fire resistant, approximately 40 quart capacity. This unit is used to collect and temporarily store small quantities of paper refuse in patient rooms, administrative areas and nursing stations. Size and shape varies depending on the application and manufacturer selected.
M1801 | Computer, Microprocessing, w/Flat Panel Monitor | 1 | VV | Desk top microprocessing computer. The unit shall consist of a central processing mini tower, flat panel monitor, keyboard, mouse and speakers. The system shall have the following minimum characteristics: a 2.8 GHz Pentium processor; 512 MB memory; 80GB hard drive; 32/48x CD-ROMDVD combo; 1.44MB network interface card; video 32 MB NVIDIA; a 18 inch flat panel monitor. The computer is used throughout the facility to input, manipulate and retrieve information.
7 - SS217 - Neurology Service Resident Workstation, Stff Sprt | 7 - SS217 - Neurology Service Resident Workstation, Stff Sprt | 7 - SS217 - Neurology Service Resident Workstation, Stff Sprt | 7 - SS217 - Neurology Service Resident Workstation, Stff Sprt | 7 - SS217 - Neurology Service Resident Workstation, Stff Sprt
JSN | NAME | QTY | ACQ/INS | DESCRIPTION
A1010 | Telecommunication Outlet | 1 | VV | Telecommunication outlet location.
A1015 | Telephone, Desk, Multiple Line | 1 | VV | Telephone, desk, multiple line.
E0123 | Workstation, Straight, Free Standing, 72" W | 1 | VV | This JSN will provide a whole work station typical to quickly plan work in areas in clinical or administrative spaces. There will be a price decrease if typical work stations are used with vertical hanging strips instead of panels. THIS TYPICAL INCLUDES: 4 Standard Solid Panels 2 Panel Connectors, 2-Way Corner 1 Panel-to-Panel Connector 2 Finished End Hardware 1 Cantilevered, Work Surface 2 Lockable Flipper Units 2 Shelf, Storage/Displays 2 Lights 1 Tack board 1 Tool Rail 1 Paper Tray 1 Diagonal Tray 1 Adjustable Keyboard Tray 1 Mobile Pedestal, Box/File
F0275 | Chair, Swivel, High Back | 1 | VV | Highback contemporary swivel chair, 41" high X 23" wide X 23" deep with five (5) caster swivel base and arms. Chair may be used at desks or in conference rooms. Back and seat are foam padded and upholstered with either woven textile fabric or vinyl.
F0420 | Cabinet, Filing, Lateral, Half Height | 1 | VV | Half height two (2) or three (3) drawer lateral filing cabinet, 28" high X 42" wide X 18" deep with recessed handles, locking device and drawer label holders. Drawers are adaptable to either letter or legal size materials.
F2000 | Basket, Wastepaper, Fire Resistant | 1 | VV | Wastepaper basket, fire resistant, approximately 40 quart capacity. This unit is used to collect and temporarily store small quantities of paper refuse in patient rooms, administrative areas and nursing stations. Size and shape varies depending on the application and manufacturer selected.
M1801 | Computer, Microprocessing, w/Flat Panel Monitor | 1 | VV | Desk top microprocessing computer. The unit shall consist of a central processing mini tower, flat panel monitor, keyboard, mouse and speakers. The system shall have the following minimum characteristics: a 2.8 GHz Pentium processor; 512 MB memory; 80GB hard drive; 32/48x CD-ROMDVD combo; 1.44MB network interface card; video 32 MB NVIDIA; a 18 inch flat panel monitor. The computer is used throughout the facility to input, manipulate and retrieve information.
8 - SB191 - Neurology Service Staff Toilet, Bldg Sprt | 8 - SB191 - Neurology Service Staff Toilet, Bldg Sprt | 8 - SB191 - Neurology Service Staff Toilet, Bldg Sprt | 8 - SB191 - Neurology Service Staff Toilet, Bldg Sprt | 8 - SB191 - Neurology Service Staff Toilet, Bldg Sprt
JSN | NAME | QTY | ACQ/INS | DESCRIPTION
A1067 | Mirror, Float Glass, ADA Accessible | 1 | CC | A high quality 1/4" polished float glass mirror with a stainless steel frame. Frame holds mirror in a tilted position for accessibility and compliance with ADA requirements. Mirror has a galvanized steel back secured to frame with concealed screws with integral horizontal hanging brackets. Mirror shall be approximately 18" wide and 36" high. Other sizes are available.
A4995 | Table, Diaper Changing, Wall Mounted | 1 | CC | Wall mounted diaper changing table for use in public restrooms. Unit is a fold down system that folds upward when not in use for minimal intrusion into the room. Changing surface is contoured and has safety belt to insure that an infant will not fall from the table. Table is designed to hold no less than 250 pounds static weight. Closed dimensions are approximately 21" H x 36" W x 5" D. Open dimensions vary according to style. One system's open dimensions are 15 " high, 32" wide and 19" deep.
A5075 | Dispenser, Soap, Disposable | 1 | VV | Disposable soap dispenser. One-handed dispensing operation. Designed to accommodate disposable soap cartridge and valve.
A5082 | Dispenser, Paper Towel, Sensor, Hands Free | 1 | CC | A surface mounted, sensor activated, automatic, roll paper towel dispenser. The unit dispenses a paper towel automatically only when hands are place in position below the dispenser for maximum sanitation and hygiene. May include adjustable settings for sheet length, time delay, and sensor range. Unit is battery operated or with optional AC power adapter.
A5090 | Disposal, Sanitary Napkin, SS, Surface Mounted | 1 | CC | A surface mounted, satin finish stainless steel, sanitary napkin disposal. Disposal features a flip-up cover, secured to the container by a heavy duty stainless steel piano-hinge. Disposal may be secured to wall or toilet partition. For general purpose use in female toilet stalls or rooms and uni-sex toilet rooms.
A5109 | Grab Bar, 1-1/4" Dia., SS, 2 Wall, W/C Accessible | 1 | CC | A 1-1/4" diameter, satin finish stainless steel, peened gripping surface, 2 wall toilet stall/ room, grab bar with concealed mounting flanges. Snap over flanges are provided to conceal mounting screws. A selection of mounting kits and concealed anchor devices are available from the manufacturers for different types of installations. Grab bar shall comply with barrier-free accessibility guidelines for structural strength. For typical water closet applications in toilet stalls and rooms where ADA (American's With Disabilities Act) requirements must be met.
A5145 | Hook, Garment, Double, SS, Surface Mounted | 1 | CC | A surface mounted, satin finish stainless steel, double garment hook. Equipped with a concealed mounting bracket that is secured to a concealed wall plate. For general purpose use throughout the facility to hang various items of apparel.
A5200 | Dispenser, Toilet Tissue, SS, 2-Roll, Surface Mntd | 1 | CC | A concealed surface mounted, double roll, satin finish stainless steel, toilet tissue dispenser. Unit accommodates two standard-core toilet tissue rolls through 5" in diameter. Spindles are chrome plated plastic with a heavy-duty internal spring and turn freely for non-controlled delivery. For general purpose use in restrooms.
F2010 | Basket, Wastepaper, Step-On | 1 | VV | "Step-on" wastepaper basket with inner liner and foot petal activated flip top.
P3200 | Lavatory, Vitreous China, Slab Type w/Sens Op Fauc | 1 | CC | Wall mounted, slab type, vitreous china, lavatory (approximately 7 x 15 x 10 inches) with faucet holes on 4 inch centers; electronic sensor operated, goose neck spout and grid strainer. It shall be suitable for use in clinics, offices and patient care areas.
P9050 | Toilet, Wall Hung, Siphon Jet | 1 | CC | Siphon jet water closet/ toilet. This unit is wall hung with an elongated bowl, top spud flushometer, seat with open front and check hinge, and carrier. Used in restrooms throughout the health care facility.
9 - SB746 - Neurology Service Storage Room, Lgstcs Svc | 9 - SB746 - Neurology Service Storage Room, Lgstcs Svc | 9 - SB746 - Neurology Service Storage Room, Lgstcs Svc | 9 - SB746 - Neurology Service Storage Room, Lgstcs Svc | 9 - SB746 - Neurology Service Storage Room, Lgstcs Svc
JSN | NAME | QTY | ACQ/INS | DESCRIPTION
A1010 | Telecommunication Outlet | 1 | VV | Telecommunication outlet location.
A1014 | Telephone, Wall Mounted, 1 Line, With Speaker | 1 | VV | Telephone, wall mounted, 1 line, with speaker.
M2055 | Shelving, Storage, Wire, CRS, w/Adjustable Shelves | 4 | VV | Stationary, wire, shelving unit. Unit has fully adjustable shelves constructed of stainless steel. For use in general purpose storage areas. Shelving is provided in various sizes and configurations. Price provided is for a unit approximately 74"H x 18"D x 48"W with four shelves.
8 - DERMATOLOGY SERVICE AREA | 8 - DERMATOLOGY SERVICE AREA | 8 - DERMATOLOGY SERVICE AREA | 8 - DERMATOLOGY SERVICE AREA | 8 - DERMATOLOGY SERVICE AREA
1 - SC174 - Dermatology Service Patient Interview Room, Clncl Sprt | 1 - SC174 - Dermatology Service Patient Interview Room, Clncl Sprt | 1 - SC174 - Dermatology Service Patient Interview Room, Clncl Sprt | 1 - SC174 - Dermatology Service Patient Interview Room, Clncl Sprt | 1 - SC174 - Dermatology Service Patient Interview Room, Clncl Sprt
JSN | NAME | QTY | ACQ/INS | DESCRIPTION
A1010 | Telecommunication Outlet | 2 | VV | Telecommunication outlet location.
A1015 | Telephone, Desk, Multiple Line | 1 | VV | Telephone, desk, multiple line.
A5075 | Dispenser, Soap, Disposable | 1 | VV | Disposable soap dispenser. One-handed dispensing operation. Designed to accommodate disposable soap cartridge and valve.
A5080 | Dispenser, Paper Towel, SS, Surface Mounted | 1 | CC | A surface mounted, satin finish stainless steel, single-fold, paper towel dispenser. Dispenser features: tumbler lock; front hinged at bottom; and refill indicator slot. Minimum capacity 400 single-fold paper towels. For general purpose use throughout the facility.
A5145 | Hook, Garment, Double, SS, Surface Mounted | 1 | CC | A surface mounted, satin finish stainless steel, double garment hook. Equipped with a concealed mounting bracket that is secured to a concealed wall plate. For general purpose use throughout the facility to hang various items of apparel.
CD040 | Cabinet, W/H, 2 Shelf, 2 DO, Sloping Top, 38x36x13 | 1 | CC | Wall hung cabinet with two adjustable shelves, solid hinged doors, and sloping top. Also referred to as a solid hinged double door wall case. For general purpose use throughout the facility.
CS010 | Sink, SS, Single Compartment, 7.5x12x12 ID | 1 | CC | Single compartment stainless steel sink, drop-in, self-rimming, ledge-type, connected with a drain and provided with a mixing faucet. It shall also be provided with pre-punched fixture holes on 4" center, integral back ledge to accommodate deck-mounted fixtures, brushed/polished interior and top surfaces, and sound deadened. Recommended for use in suspended or U/C/B sink cabinets having a high plastic laminate or Chemsurf laminate countertop/work surface. For general purpose use throughout the facility.
CT020 | Countertop, Solid Surface | 1 | CC | A solid, nonporous countertop with a smooth seamless appearance. Easy to clean and maintain and with proper cleaning does not support the growth of mold. An acrylic-based solid surface product. Standard thickness of 1", and a 4" butt backsplash/curb. Also referred to as a work surface or work top. Available in a choice of colors and depths. Used in lab and other hospital areas requiring optimum physical and chemical resisting properties.
F0205 | Chair, Side With Arms | 3 | VV | Upholstered side chair, 32" high X 21" wide X 23" deep with arms, padded seats and padded backs. Seat height is a minimum of 17". Available with or without sled base.
F0340 | Stool, Self Adjusting | 1 | VV | Self adjusting stool. Consists of a foam padded upholstered seat with attached foot rest for added comfort. Mounted on swivel casters. Designed for doctor's use during examinations.
F0740 | Table, Occasional, Lamp | 1 | VV | Occasional lamp table (end table) approximately 20" high X 27" wide X 27" deep with choice of finishes (wood, oak veneer, or high pressure laminate).
F2000 | Basket, Wastepaper, Fire Resistant | 1 | VV | Wastepaper basket, fire resistant, approximately 40 quart capacity. This unit is used to collect and temporarily store small quantities of paper refuse in patient rooms, administrative areas and nursing stations. Size and shape varies depending on the application and manufacturer selected.
F3200 | Clock, Battery, 12" Diameter | 1 | VV | Clock, 12" diameter. Round surface, easy to read numbers with sweep second hand. Wall mounted unit for use when impractical to install a fully synchronized clock system. Battery operated, (batteries not included).
M1801 | Computer, Microprocessing, w/Flat Panel Monitor | 1 | VV | Desk top microprocessing computer. The unit shall consist of a central processing mini tower, flat panel monitor, keyboard, mouse and speakers. The system shall have the following minimum characteristics: a 2.8 GHz Pentium processor; 512 MB memory; 80GB hard drive; 32/48x CD-ROMDVD combo; 1.44MB network interface card; video 32 MB NVIDIA; a 18 inch flat panel monitor. The computer is used throughout the facility to input, manipulate and retrieve information.
M1802 | Work Station, Computer, Retractable, Wall Mounted | 1 | VV | A wall mounted retractable work station. Work station is used as a computer station in treatment rooms, exam rooms and areas where physical space in limited.
2 - SS204 - Dermatology Service Chief Office, Stff Sprt | 2 - SS204 - Dermatology Service Chief Office, Stff Sprt | 2 - SS204 - Dermatology Service Chief Office, Stff Sprt | 2 - SS204 - Dermatology Service Chief Office, Stff Sprt | 2 - SS204 - Dermatology Service Chief Office, Stff Sprt
JSN | NAME | QTY | ACQ/INS | DESCRIPTION
A1010 | Telecommunication Outlet | 2 | VV | Telecommunication outlet location.
A1015 | Telephone, Desk, Multiple Line | 1 | VV | Telephone, desk, multiple line.
A5145 | Hook, Garment, Double, SS, Surface Mounted | 1 | CC | A surface mounted, satin finish stainless steel, double garment hook. Equipped with a concealed mounting bracket that is secured to a concealed wall plate. For general purpose use throughout the facility to hang various items of apparel.
E0078 | Workstation, L-Shaped w/Peninsula, Free Std, 78x72 | 1 | VV | This section will provide a whole work station typical to quickly plan work areas in clinical or administrative spaces. There will be a price decrease if typical work stations are used with vertical hanging strips instead of panels. THIS TYPICAL INCLUDES: 4 standard solid panels; 2 panel connectors, 2-way corner; 1 panel-to-panel connector; 2 finished end hardware; 1 cantilevered work surface; 1 peninsula work surface; 2 lockable flipper units; 2 shelf, storage/display; 2 lights; 1 tack board, 48"W; 1 tool rail, 30"W; 1 paper tray; 1 diagonal tray; 1 adjustable keyboard tray; 1 mobile pedestal, box/file.
F0110 | Bookcase, 3 Shelf | 1 | VV | Freestanding open metal shelf book case, approximately 60" high X 36" wide X 18" deep with three (3) adjustable shelves and four (4) non-marking floor glides.
F0205 | Chair, Side With Arms | 2 | VV | Upholstered side chair, 32" high X 21" wide X 23" deep with arms, padded seats and padded backs. Seat height is a minimum of 17". Available with or without sled base.
F0275 | Chair, Swivel, High Back | 1 | VV | Highback contemporary swivel chair, 41" high X 23" wide X 23" deep with five (5) caster swivel base and arms. Chair may be used at desks or in conference rooms. Back and seat are foam padded and upholstered with either woven textile fabric or vinyl.
F0420 | Cabinet, Filing, Lateral, Half Height | 1 | VV | Half height two (2) or three (3) drawer lateral filing cabinet, 28" high X 42" wide X 18" deep with recessed handles, locking device and drawer label holders. Drawers are adaptable to either letter or legal size materials.
F2000 | Basket, Wastepaper, Fire Resistant | 1 | VV | Wastepaper basket, fire resistant, approximately 40 quart capacity. This unit is used to collect and temporarily store small quantities of paper refuse in patient rooms, administrative areas and nursing stations. Size and shape varies depending on the application and manufacturer selected.
F3200 | Clock, Battery, 12" Diameter | 1 | VV | Clock, 12" diameter. Round surface, easy to read numbers with sweep second hand. Wall mounted unit for use when impractical to install a fully synchronized clock system. Battery operated, (batteries not included).
M1801 | Computer, Microprocessing, w/Flat Panel Monitor | 1 | VV | Desk top microprocessing computer. The unit shall consist of a central processing mini tower, flat panel monitor, keyboard, mouse and speakers. The system shall have the following minimum characteristics: a 2.8 GHz Pentium processor; 512 MB memory; 80GB hard drive; 32/48x CD-ROMDVD combo; 1.44MB network interface card; video 32 MB NVIDIA; a 18 inch flat panel monitor. The computer is used throughout the facility to input, manipulate and retrieve information.
3 - SS204 - Dermatology Service Assistant Chief Office, Stff Sprt | 3 - SS204 - Dermatology Service Assistant Chief Office, Stff Sprt | 3 - SS204 - Dermatology Service Assistant Chief Office, Stff Sprt | 3 - SS204 - Dermatology Service Assistant Chief Office, Stff Sprt | 3 - SS204 - Dermatology Service Assistant Chief Office, Stff Sprt
JSN | NAME | QTY | ACQ/INS | DESCRIPTION
A1010 | Telecommunication Outlet | 2 | VV | Telecommunication outlet location.
A1015 | Telephone, Desk, Multiple Line | 1 | VV | Telephone, desk, multiple line.
A5145 | Hook, Garment, Double, SS, Surface Mounted | 1 | CC | A surface mounted, satin finish stainless steel, double garment hook. Equipped with a concealed mounting bracket that is secured to a concealed wall plate. For general purpose use throughout the facility to hang various items of apparel.
E0078 | Workstation, L-Shaped w/Peninsula, Free Std, 78x72 | 1 | VV | This section will provide a whole work station typical to quickly plan work areas in clinical or administrative spaces. There will be a price decrease if typical work stations are used with vertical hanging strips instead of panels. THIS TYPICAL INCLUDES: 4 standard solid panels; 2 panel connectors, 2-way corner; 1 panel-to-panel connector; 2 finished end hardware; 1 cantilevered work surface; 1 peninsula work surface; 2 lockable flipper units; 2 shelf, storage/display; 2 lights; 1 tack board, 48"W; 1 tool rail, 30"W; 1 paper tray; 1 diagonal tray; 1 adjustable keyboard tray; 1 mobile pedestal, box/file.
F0110 | Bookcase, 3 Shelf | 1 | VV | Freestanding open metal shelf book case, approximately 60" high X 36" wide X 18" deep with three (3) adjustable shelves and four (4) non-marking floor glides.
F0205 | Chair, Side With Arms | 2 | VV | Upholstered side chair, 32" high X 21" wide X 23" deep with arms, padded seats and padded backs. Seat height is a minimum of 17". Available with or without sled base.
F0275 | Chair, Swivel, High Back | 1 | VV | Highback contemporary swivel chair, 41" high X 23" wide X 23" deep with five (5) caster swivel base and arms. Chair may be used at desks or in conference rooms. Back and seat are foam padded and upholstered with either woven textile fabric or vinyl.
F0420 | Cabinet, Filing, Lateral, Half Height | 1 | VV | Half height two (2) or three (3) drawer lateral filing cabinet, 28" high X 42" wide X 18" deep with recessed handles, locking device and drawer label holders. Drawers are adaptable to either letter or legal size materials.
F2000 | Basket, Wastepaper, Fire Resistant | 1 | VV | Wastepaper basket, fire resistant, approximately 40 quart capacity. This unit is used to collect and temporarily store small quantities of paper refuse in patient rooms, administrative areas and nursing stations. Size and shape varies depending on the application and manufacturer selected.
F3200 | Clock, Battery, 12" Diameter | 1 | VV | Clock, 12" diameter. Round surface, easy to read numbers with sweep second hand. Wall mounted unit for use when impractical to install a fully synchronized clock system. Battery operated, (batteries not included).
M1801 | Computer, Microprocessing, w/Flat Panel Monitor | 1 | VV | Desk top microprocessing computer. The unit shall consist of a central processing mini tower, flat panel monitor, keyboard, mouse and speakers. The system shall have the following minimum characteristics: a 2.8 GHz Pentium processor; 512 MB memory; 80GB hard drive; 32/48x CD-ROMDVD combo; 1.44MB network interface card; video 32 MB NVIDIA; a 18 inch flat panel monitor. The computer is used throughout the facility to input, manipulate and retrieve information.
4 - SS218 - Dermatology Service Administration Support Workstation, Stff Sprt | 4 - SS218 - Dermatology Service Administration Support Workstation, Stff Sprt | 4 - SS218 - Dermatology Service Administration Support Workstation, Stff Sprt | 4 - SS218 - Dermatology Service Administration Support Workstation, Stff Sprt | 4 - SS218 - Dermatology Service Administration Support Workstation, Stff Sprt
JSN | NAME | QTY | ACQ/INS | DESCRIPTION
A1010 | Telecommunication Outlet | 2 | VV | Telecommunication outlet location.
A1015 | Telephone, Desk, Multiple Line | 1 | VV | Telephone, desk, multiple line.
E0123 | Workstation, Straight, Free Standing, 72" W | 1 | VV | This JSN will provide a whole work station typical to quickly plan work in areas in clinical or administrative spaces. There will be a price decrease if typical work stations are used with vertical hanging strips instead of panels. THIS TYPICAL INCLUDES: 4 Standard Solid Panels 2 Panel Connectors, 2-Way Corner 1 Panel-to-Panel Connector 2 Finished End Hardware 1 Cantilevered, Work Surface 2 Lockable Flipper Units 2 Shelf, Storage/Displays 2 Lights 1 Tack board 1 Tool Rail 1 Paper Tray 1 Diagonal Tray 1 Adjustable Keyboard Tray 1 Mobile Pedestal, Box/File
F0275 | Chair, Swivel, High Back | 1 | VV | Highback contemporary swivel chair, 41" high X 23" wide X 23" deep with five (5) caster swivel base and arms. Chair may be used at desks or in conference rooms. Back and seat are foam padded and upholstered with either woven textile fabric or vinyl.
F0420 | Cabinet, Filing, Lateral, Half Height | 1 | VV | Half height two (2) or three (3) drawer lateral filing cabinet, 28" high X 42" wide X 18" deep with recessed handles, locking device and drawer label holders. Drawers are adaptable to either letter or legal size materials.
F2000 | Basket, Wastepaper, Fire Resistant | 1 | VV | Wastepaper basket, fire resistant, approximately 40 quart capacity. This unit is used to collect and temporarily store small quantities of paper refuse in patient rooms, administrative areas and nursing stations. Size and shape varies depending on the application and manufacturer selected.
M1801 | Computer, Microprocessing, w/Flat Panel Monitor | 1 | VV | Desk top microprocessing computer. The unit shall consist of a central processing mini tower, flat panel monitor, keyboard, mouse and speakers. The system shall have the following minimum characteristics: a 2.8 GHz Pentium processor; 512 MB memory; 80GB hard drive; 32/48x CD-ROMDVD combo; 1.44MB network interface card; video 32 MB NVIDIA; a 18 inch flat panel monitor. The computer is used throughout the facility to input, manipulate and retrieve information.
5 - SS218 - Dermatology Service Clerical Workstation, Stff Sprt | 5 - SS218 - Dermatology Service Clerical Workstation, Stff Sprt | 5 - SS218 - Dermatology Service Clerical Workstation, Stff Sprt | 5 - SS218 - Dermatology Service Clerical Workstation, Stff Sprt | 5 - SS218 - Dermatology Service Clerical Workstation, Stff Sprt
JSN | NAME | QTY | ACQ/INS | DESCRIPTION
A1010 | Telecommunication Outlet | 2 | VV | Telecommunication outlet location.
A1015 | Telephone, Desk, Multiple Line | 1 | VV | Telephone, desk, multiple line.
E0123 | Workstation, Straight, Free Standing, 72" W | 1 | VV | This JSN will provide a whole work station typical to quickly plan work in areas in clinical or administrative spaces. There will be a price decrease if typical work stations are used with vertical hanging strips instead of panels. THIS TYPICAL INCLUDES: 4 Standard Solid Panels 2 Panel Connectors, 2-Way Corner 1 Panel-to-Panel Connector 2 Finished End Hardware 1 Cantilevered, Work Surface 2 Lockable Flipper Units 2 Shelf, Storage/Displays 2 Lights 1 Tack board 1 Tool Rail 1 Paper Tray 1 Diagonal Tray 1 Adjustable Keyboard Tray 1 Mobile Pedestal, Box/File
F0275 | Chair, Swivel, High Back | 1 | VV | Highback contemporary swivel chair, 41" high X 23" wide X 23" deep with five (5) caster swivel base and arms. Chair may be used at desks or in conference rooms. Back and seat are foam padded and upholstered with either woven textile fabric or vinyl.
F0420 | Cabinet, Filing, Lateral, Half Height | 1 | VV | Half height two (2) or three (3) drawer lateral filing cabinet, 28" high X 42" wide X 18" deep with recessed handles, locking device and drawer label holders. Drawers are adaptable to either letter or legal size materials.
F2000 | Basket, Wastepaper, Fire Resistant | 1 | VV | Wastepaper basket, fire resistant, approximately 40 quart capacity. This unit is used to collect and temporarily store small quantities of paper refuse in patient rooms, administrative areas and nursing stations. Size and shape varies depending on the application and manufacturer selected.
M1801 | Computer, Microprocessing, w/Flat Panel Monitor | 1 | VV | Desk top microprocessing computer. The unit shall consist of a central processing mini tower, flat panel monitor, keyboard, mouse and speakers. The system shall have the following minimum characteristics: a 2.8 GHz Pentium processor; 512 MB memory; 80GB hard drive; 32/48x CD-ROMDVD combo; 1.44MB network interface card; video 32 MB NVIDIA; a 18 inch flat panel monitor. The computer is used throughout the facility to input, manipulate and retrieve information.
6 - SS218 - Dermatology Service Staff Physician Workstation, Stff Sprt | 6 - SS218 - Dermatology Service Staff Physician Workstation, Stff Sprt | 6 - SS218 - Dermatology Service Staff Physician Workstation, Stff Sprt | 6 - SS218 - Dermatology Service Staff Physician Workstation, Stff Sprt | 6 - SS218 - Dermatology Service Staff Physician Workstation, Stff Sprt
JSN | NAME | QTY | ACQ/INS | DESCRIPTION
A1010 | Telecommunication Outlet | 2 | VV | Telecommunication outlet location.
A1015 | Telephone, Desk, Multiple Line | 1 | VV | Telephone, desk, multiple line.
E0123 | Workstation, Straight, Free Standing, 72" W | 1 | VV | This JSN will provide a whole work station typical to quickly plan work in areas in clinical or administrative spaces. There will be a price decrease if typical work stations are used with vertical hanging strips instead of panels. THIS TYPICAL INCLUDES: 4 Standard Solid Panels 2 Panel Connectors, 2-Way Corner 1 Panel-to-Panel Connector 2 Finished End Hardware 1 Cantilevered, Work Surface 2 Lockable Flipper Units 2 Shelf, Storage/Displays 2 Lights 1 Tack board 1 Tool Rail 1 Paper Tray 1 Diagonal Tray 1 Adjustable Keyboard Tray 1 Mobile Pedestal, Box/File
F0275 | Chair, Swivel, High Back | 1 | VV | Highback contemporary swivel chair, 41" high X 23" wide X 23" deep with five (5) caster swivel base and arms. Chair may be used at desks or in conference rooms. Back and seat are foam padded and upholstered with either woven textile fabric or vinyl.
F0420 | Cabinet, Filing, Lateral, Half Height | 1 | VV | Half height two (2) or three (3) drawer lateral filing cabinet, 28" high X 42" wide X 18" deep with recessed handles, locking device and drawer label holders. Drawers are adaptable to either letter or legal size materials.
F2000 | Basket, Wastepaper, Fire Resistant | 1 | VV | Wastepaper basket, fire resistant, approximately 40 quart capacity. This unit is used to collect and temporarily store small quantities of paper refuse in patient rooms, administrative areas and nursing stations. Size and shape varies depending on the application and manufacturer selected.
M1801 | Computer, Microprocessing, w/Flat Panel Monitor | 1 | VV | Desk top microprocessing computer. The unit shall consist of a central processing mini tower, flat panel monitor, keyboard, mouse and speakers. The system shall have the following minimum characteristics: a 2.8 GHz Pentium processor; 512 MB memory; 80GB hard drive; 32/48x CD-ROMDVD combo; 1.44MB network interface card; video 32 MB NVIDIA; a 18 inch flat panel monitor. The computer is used throughout the facility to input, manipulate and retrieve information.
7 - SS217 - Dermatology Service Resident Workstation, Stff Sprt | 7 - SS217 - Dermatology Service Resident Workstation, Stff Sprt | 7 - SS217 - Dermatology Service Resident Workstation, Stff Sprt | 7 - SS217 - Dermatology Service Resident Workstation, Stff Sprt | 7 - SS217 - Dermatology Service Resident Workstation, Stff Sprt
JSN | NAME | QTY | ACQ/INS | DESCRIPTION
A1010 | Telecommunication Outlet | 1 | VV | Telecommunication outlet location.
A1015 | Telephone, Desk, Multiple Line | 1 | VV | Telephone, desk, multiple line.
E0123 | Workstation, Straight, Free Standing, 72" W | 1 | VV | This JSN will provide a whole work station typical to quickly plan work in areas in clinical or administrative spaces. There will be a price decrease if typical work stations are used with vertical hanging strips instead of panels. THIS TYPICAL INCLUDES: 4 Standard Solid Panels 2 Panel Connectors, 2-Way Corner 1 Panel-to-Panel Connector 2 Finished End Hardware 1 Cantilevered, Work Surface 2 Lockable Flipper Units 2 Shelf, Storage/Displays 2 Lights 1 Tack board 1 Tool Rail 1 Paper Tray 1 Diagonal Tray 1 Adjustable Keyboard Tray 1 Mobile Pedestal, Box/File
F0275 | Chair, Swivel, High Back | 1 | VV | Highback contemporary swivel chair, 41" high X 23" wide X 23" deep with five (5) caster swivel base and arms. Chair may be used at desks or in conference rooms. Back and seat are foam padded and upholstered with either woven textile fabric or vinyl.
F0420 | Cabinet, Filing, Lateral, Half Height | 1 | VV | Half height two (2) or three (3) drawer lateral filing cabinet, 28" high X 42" wide X 18" deep with recessed handles, locking device and drawer label holders. Drawers are adaptable to either letter or legal size materials.
F2000 | Basket, Wastepaper, Fire Resistant | 1 | VV | Wastepaper basket, fire resistant, approximately 40 quart capacity. This unit is used to collect and temporarily store small quantities of paper refuse in patient rooms, administrative areas and nursing stations. Size and shape varies depending on the application and manufacturer selected.
M1801 | Computer, Microprocessing, w/Flat Panel Monitor | 1 | VV | Desk top microprocessing computer. The unit shall consist of a central processing mini tower, flat panel monitor, keyboard, mouse and speakers. The system shall have the following minimum characteristics: a 2.8 GHz Pentium processor; 512 MB memory; 80GB hard drive; 32/48x CD-ROMDVD combo; 1.44MB network interface card; video 32 MB NVIDIA; a 18 inch flat panel monitor. The computer is used throughout the facility to input, manipulate and retrieve information.
8 - SB191 - Dermatology Service Staff Toilet, Bldg Sprt | 8 - SB191 - Dermatology Service Staff Toilet, Bldg Sprt | 8 - SB191 - Dermatology Service Staff Toilet, Bldg Sprt | 8 - SB191 - Dermatology Service Staff Toilet, Bldg Sprt | 8 - SB191 - Dermatology Service Staff Toilet, Bldg Sprt
JSN | NAME | QTY | ACQ/INS | DESCRIPTION
A1067 | Mirror, Float Glass, ADA Accessible | 1 | CC | A high quality 1/4" polished float glass mirror with a stainless steel frame. Frame holds mirror in a tilted position for accessibility and compliance with ADA requirements. Mirror has a galvanized steel back secured to frame with concealed screws with integral horizontal hanging brackets. Mirror shall be approximately 18" wide and 36" high. Other sizes are available.
A4995 | Table, Diaper Changing, Wall Mounted | 1 | CC | Wall mounted diaper changing table for use in public restrooms. Unit is a fold down system that folds upward when not in use for minimal intrusion into the room. Changing surface is contoured and has safety belt to insure that an infant will not fall from the table. Table is designed to hold no less than 250 pounds static weight. Closed dimensions are approximately 21" H x 36" W x 5" D. Open dimensions vary according to style. One system's open dimensions are 15 " high, 32" wide and 19" deep.
A5075 | Dispenser, Soap, Disposable | 1 | VV | Disposable soap dispenser. One-handed dispensing operation. Designed to accommodate disposable soap cartridge and valve.
A5082 | Dispenser, Paper Towel, Sensor, Hands Free | 1 | CC | A surface mounted, sensor activated, automatic, roll paper towel dispenser. The unit dispenses a paper towel automatically only when hands are place in position below the dispenser for maximum sanitation and hygiene. May include adjustable settings for sheet length, time delay, and sensor range. Unit is battery operated or with optional AC power adapter.
A5090 | Disposal, Sanitary Napkin, SS, Surface Mounted | 1 | CC | A surface mounted, satin finish stainless steel, sanitary napkin disposal. Disposal features a flip-up cover, secured to the container by a heavy duty stainless steel piano-hinge. Disposal may be secured to wall or toilet partition. For general purpose use in female toilet stalls or rooms and uni-sex toilet rooms.
A5109 | Grab Bar, 1-1/4" Dia., SS, 2 Wall, W/C Accessible | 1 | CC | A 1-1/4" diameter, satin finish stainless steel, peened gripping surface, 2 wall toilet stall/ room, grab bar with concealed mounting flanges. Snap over flanges are provided to conceal mounting screws. A selection of mounting kits and concealed anchor devices are available from the manufacturers for different types of installations. Grab bar shall comply with barrier-free accessibility guidelines for structural strength. For typical water closet applications in toilet stalls and rooms where ADA (American's With Disabilities Act) requirements must be met.
A5145 | Hook, Garment, Double, SS, Surface Mounted | 1 | CC | A surface mounted, satin finish stainless steel, double garment hook. Equipped with a concealed mounting bracket that is secured to a concealed wall plate. For general purpose use throughout the facility to hang various items of apparel.
A5200 | Dispenser, Toilet Tissue, SS, 2-Roll, Surface Mntd | 1 | CC | A concealed surface mounted, double roll, satin finish stainless steel, toilet tissue dispenser. Unit accommodates two standard-core toilet tissue rolls through 5" in diameter. Spindles are chrome plated plastic with a heavy-duty internal spring and turn freely for non-controlled delivery. For general purpose use in restrooms.
F2010 | Basket, Wastepaper, Step-On | 1 | VV | "Step-on" wastepaper basket with inner liner and foot petal activated flip top.
P3200 | Lavatory, Vitreous China, Slab Type w/Sens Op Fauc | 1 | CC | Wall mounted, slab type, vitreous china, lavatory (approximately 7 x 15 x 10 inches) with faucet holes on 4 inch centers; electronic sensor operated, goose neck spout and grid strainer. It shall be suitable for use in clinics, offices and patient care areas.
P9050 | Toilet, Wall Hung, Siphon Jet | 1 | CC | Siphon jet water closet/ toilet. This unit is wall hung with an elongated bowl, top spud flushometer, seat with open front and check hinge, and carrier. Used in restrooms throughout the health care facility.
9 - SB746 - Dermatology Service Storage Room, Lgstcs Svc | 9 - SB746 - Dermatology Service Storage Room, Lgstcs Svc | 9 - SB746 - Dermatology Service Storage Room, Lgstcs Svc | 9 - SB746 - Dermatology Service Storage Room, Lgstcs Svc | 9 - SB746 - Dermatology Service Storage Room, Lgstcs Svc
JSN | NAME | QTY | ACQ/INS | DESCRIPTION
A1010 | Telecommunication Outlet | 1 | VV | Telecommunication outlet location.
A1014 | Telephone, Wall Mounted, 1 Line, With Speaker | 1 | VV | Telephone, wall mounted, 1 line, with speaker.
M2055 | Shelving, Storage, Wire, CRS, w/Adjustable Shelves | 4 | VV | Stationary, wire, shelving unit. Unit has fully adjustable shelves constructed of stainless steel. For use in general purpose storage areas. Shelving is provided in various sizes and configurations. Price provided is for a unit approximately 74"H x 18"D x 48"W with four shelves.
9 - GERIATRICS HOME BASED PRIMARY CARE (HBPC) AREA | 9 - GERIATRICS HOME BASED PRIMARY CARE (HBPC) AREA | 9 - GERIATRICS HOME BASED PRIMARY CARE (HBPC) AREA | 9 - GERIATRICS HOME BASED PRIMARY CARE (HBPC) AREA | 9 - GERIATRICS HOME BASED PRIMARY CARE (HBPC) AREA
1 - SC174 - Geriatrics Home Based Primary Care (HBPC) Service Patient Interview Room, Clncl Sprt | 1 - SC174 - Geriatrics Home Based Primary Care (HBPC) Service Patient Interview Room, Clncl Sprt | 1 - SC174 - Geriatrics Home Based Primary Care (HBPC) Service Patient Interview Room, Clncl Sprt | 1 - SC174 - Geriatrics Home Based Primary Care (HBPC) Service Patient Interview Room, Clncl Sprt | 1 - SC174 - Geriatrics Home Based Primary Care (HBPC) Service Patient Interview Room, Clncl Sprt
JSN | NAME | QTY | ACQ/INS | DESCRIPTION
A1010 | Telecommunication Outlet | 2 | VV | Telecommunication outlet location.
A1015 | Telephone, Desk, Multiple Line | 1 | VV | Telephone, desk, multiple line.
A5075 | Dispenser, Soap, Disposable | 1 | VV | Disposable soap dispenser. One-handed dispensing operation. Designed to accommodate disposable soap cartridge and valve.
A5080 | Dispenser, Paper Towel, SS, Surface Mounted | 1 | CC | A surface mounted, satin finish stainless steel, single-fold, paper towel dispenser. Dispenser features: tumbler lock; front hinged at bottom; and refill indicator slot. Minimum capacity 400 single-fold paper towels. For general purpose use throughout the facility.
A5145 | Hook, Garment, Double, SS, Surface Mounted | 1 | CC | A surface mounted, satin finish stainless steel, double garment hook. Equipped with a concealed mounting bracket that is secured to a concealed wall plate. For general purpose use throughout the facility to hang various items of apparel.
CD040 | Cabinet, W/H, 2 Shelf, 2 DO, Sloping Top, 38x36x13 | 1 | CC | Wall hung cabinet with two adjustable shelves, solid hinged doors, and sloping top. Also referred to as a solid hinged double door wall case. For general purpose use throughout the facility.
CS010 | Sink, SS, Single Compartment, 7.5x12x12 ID | 1 | CC | Single compartment stainless steel sink, drop-in, self-rimming, ledge-type, connected with a drain and provided with a mixing faucet. It shall also be provided with pre-punched fixture holes on 4" center, integral back ledge to accommodate deck-mounted fixtures, brushed/polished interior and top surfaces, and sound deadened. Recommended for use in suspended or U/C/B sink cabinets having a high plastic laminate or Chemsurf laminate countertop/work surface. For general purpose use throughout the facility.
CT020 | Countertop, Solid Surface | 1 | CC | A solid, nonporous countertop with a smooth seamless appearance. Easy to clean and maintain and with proper cleaning does not support the growth of mold. An acrylic-based solid surface product. Standard thickness of 1", and a 4" butt backsplash/curb. Also referred to as a work surface or work top. Available in a choice of colors and depths. Used in lab and other hospital areas requiring optimum physical and chemical resisting properties.
F0205 | Chair, Side With Arms | 3 | VV | Upholstered side chair, 32" high X 21" wide X 23" deep with arms, padded seats and padded backs. Seat height is a minimum of 17". Available with or without sled base.
F0340 | Stool, Self Adjusting | 1 | VV | Self adjusting stool. Consists of a foam padded upholstered seat with attached foot rest for added comfort. Mounted on swivel casters. Designed for doctor's use during examinations.
F0740 | Table, Occasional, Lamp | 1 | VV | Occasional lamp table (end table) approximately 20" high X 27" wide X 27" deep with choice of finishes (wood, oak veneer, or high pressure laminate).
F2000 | Basket, Wastepaper, Fire Resistant | 1 | VV | Wastepaper basket, fire resistant, approximately 40 quart capacity. This unit is used to collect and temporarily store small quantities of paper refuse in patient rooms, administrative areas and nursing stations. Size and shape varies depending on the application and manufacturer selected.
F3200 | Clock, Battery, 12" Diameter | 1 | VV | Clock, 12" diameter. Round surface, easy to read numbers with sweep second hand. Wall mounted unit for use when impractical to install a fully synchronized clock system. Battery operated, (batteries not included).
M1801 | Computer, Microprocessing, w/Flat Panel Monitor | 1 | VV | Desk top microprocessing computer. The unit shall consist of a central processing mini tower, flat panel monitor, keyboard, mouse and speakers. The system shall have the following minimum characteristics: a 2.8 GHz Pentium processor; 512 MB memory; 80GB hard drive; 32/48x CD-ROMDVD combo; 1.44MB network interface card; video 32 MB NVIDIA; a 18 inch flat panel monitor. The computer is used throughout the facility to input, manipulate and retrieve information.
M1802 | Work Station, Computer, Retractable, Wall Mounted | 1 | VV | A wall mounted retractable work station. Work station is used as a computer station in treatment rooms, exam rooms and areas where physical space in limited.
2 - SS204 - Geriatrics Home Based Primary Care (HBPC) Service Chief Office, Stff Sprt | 2 - SS204 - Geriatrics Home Based Primary Care (HBPC) Service Chief Office, Stff Sprt | 2 - SS204 - Geriatrics Home Based Primary Care (HBPC) Service Chief Office, Stff Sprt | 2 - SS204 - Geriatrics Home Based Primary Care (HBPC) Service Chief Office, Stff Sprt | 2 - SS204 - Geriatrics Home Based Primary Care (HBPC) Service Chief Office, Stff Sprt
JSN | NAME | QTY | ACQ/INS | DESCRIPTION
A1010 | Telecommunication Outlet | 2 | VV | Telecommunication outlet location.
A1015 | Telephone, Desk, Multiple Line | 1 | VV | Telephone, desk, multiple line.
A5145 | Hook, Garment, Double, SS, Surface Mounted | 1 | CC | A surface mounted, satin finish stainless steel, double garment hook. Equipped with a concealed mounting bracket that is secured to a concealed wall plate. For general purpose use throughout the facility to hang various items of apparel.
E0078 | Workstation, L-Shaped w/Peninsula, Free Std, 78x72 | 1 | VV | This section will provide a whole work station typical to quickly plan work areas in clinical or administrative spaces. There will be a price decrease if typical work stations are used with vertical hanging strips instead of panels. THIS TYPICAL INCLUDES: 4 standard solid panels; 2 panel connectors, 2-way corner; 1 panel-to-panel connector; 2 finished end hardware; 1 cantilevered work surface; 1 peninsula work surface; 2 lockable flipper units; 2 shelf, storage/display; 2 lights; 1 tack board, 48"W; 1 tool rail, 30"W; 1 paper tray; 1 diagonal tray; 1 adjustable keyboard tray; 1 mobile pedestal, box/file.
F0110 | Bookcase, 3 Shelf | 1 | VV | Freestanding open metal shelf book case, approximately 60" high X 36" wide X 18" deep with three (3) adjustable shelves and four (4) non-marking floor glides.
F0205 | Chair, Side With Arms | 2 | VV | Upholstered side chair, 32" high X 21" wide X 23" deep with arms, padded seats and padded backs. Seat height is a minimum of 17". Available with or without sled base.
F0275 | Chair, Swivel, High Back | 1 | VV | Highback contemporary swivel chair, 41" high X 23" wide X 23" deep with five (5) caster swivel base and arms. Chair may be used at desks or in conference rooms. Back and seat are foam padded and upholstered with either woven textile fabric or vinyl.
F0420 | Cabinet, Filing, Lateral, Half Height | 1 | VV | Half height two (2) or three (3) drawer lateral filing cabinet, 28" high X 42" wide X 18" deep with recessed handles, locking device and drawer label holders. Drawers are adaptable to either letter or legal size materials.
F2000 | Basket, Wastepaper, Fire Resistant | 1 | VV | Wastepaper basket, fire resistant, approximately 40 quart capacity. This unit is used to collect and temporarily store small quantities of paper refuse in patient rooms, administrative areas and nursing stations. Size and shape varies depending on the application and manufacturer selected.
F3200 | Clock, Battery, 12" Diameter | 1 | VV | Clock, 12" diameter. Round surface, easy to read numbers with sweep second hand. Wall mounted unit for use when impractical to install a fully synchronized clock system. Battery operated, (batteries not included).
M1801 | Computer, Microprocessing, w/Flat Panel Monitor | 1 | VV | Desk top microprocessing computer. The unit shall consist of a central processing mini tower, flat panel monitor, keyboard, mouse and speakers. The system shall have the following minimum characteristics: a 2.8 GHz Pentium processor; 512 MB memory; 80GB hard drive; 32/48x CD-ROMDVD combo; 1.44MB network interface card; video 32 MB NVIDIA; a 18 inch flat panel monitor. The computer is used throughout the facility to input, manipulate and retrieve information.
3 - SS204 - Geriatrics Home Based Primary Care (HBPC) Service Assistant Chief Office, Stff Sprt | 3 - SS204 - Geriatrics Home Based Primary Care (HBPC) Service Assistant Chief Office, Stff Sprt | 3 - SS204 - Geriatrics Home Based Primary Care (HBPC) Service Assistant Chief Office, Stff Sprt | 3 - SS204 - Geriatrics Home Based Primary Care (HBPC) Service Assistant Chief Office, Stff Sprt | 3 - SS204 - Geriatrics Home Based Primary Care (HBPC) Service Assistant Chief Office, Stff Sprt
JSN | NAME | QTY | ACQ/INS | DESCRIPTION
A1010 | Telecommunication Outlet | 2 | VV | Telecommunication outlet location.
A1015 | Telephone, Desk, Multiple Line | 1 | VV | Telephone, desk, multiple line.
A5145 | Hook, Garment, Double, SS, Surface Mounted | 1 | CC | A surface mounted, satin finish stainless steel, double garment hook. Equipped with a concealed mounting bracket that is secured to a concealed wall plate. For general purpose use throughout the facility to hang various items of apparel.
E0078 | Workstation, L-Shaped w/Peninsula, Free Std, 78x72 | 1 | VV | This section will provide a whole work station typical to quickly plan work areas in clinical or administrative spaces. There will be a price decrease if typical work stations are used with vertical hanging strips instead of panels. THIS TYPICAL INCLUDES: 4 standard solid panels; 2 panel connectors, 2-way corner; 1 panel-to-panel connector; 2 finished end hardware; 1 cantilevered work surface; 1 peninsula work surface; 2 lockable flipper units; 2 shelf, storage/display; 2 lights; 1 tack board, 48"W; 1 tool rail, 30"W; 1 paper tray; 1 diagonal tray; 1 adjustable keyboard tray; 1 mobile pedestal, box/file.
F0110 | Bookcase, 3 Shelf | 1 | VV | Freestanding open metal shelf book case, approximately 60" high X 36" wide X 18" deep with three (3) adjustable shelves and four (4) non-marking floor glides.
F0205 | Chair, Side With Arms | 2 | VV | Upholstered side chair, 32" high X 21" wide X 23" deep with arms, padded seats and padded backs. Seat height is a minimum of 17". Available with or without sled base.
F0275 | Chair, Swivel, High Back | 1 | VV | Highback contemporary swivel chair, 41" high X 23" wide X 23" deep with five (5) caster swivel base and arms. Chair may be used at desks or in conference rooms. Back and seat are foam padded and upholstered with either woven textile fabric or vinyl.
F0420 | Cabinet, Filing, Lateral, Half Height | 1 | VV | Half height two (2) or three (3) drawer lateral filing cabinet, 28" high X 42" wide X 18" deep with recessed handles, locking device and drawer label holders. Drawers are adaptable to either letter or legal size materials.
F2000 | Basket, Wastepaper, Fire Resistant | 1 | VV | Wastepaper basket, fire resistant, approximately 40 quart capacity. This unit is used to collect and temporarily store small quantities of paper refuse in patient rooms, administrative areas and nursing stations. Size and shape varies depending on the application and manufacturer selected.
F3200 | Clock, Battery, 12" Diameter | 1 | VV | Clock, 12" diameter. Round surface, easy to read numbers with sweep second hand. Wall mounted unit for use when impractical to install a fully synchronized clock system. Battery operated, (batteries not included).
M1801 | Computer, Microprocessing, w/Flat Panel Monitor | 1 | VV | Desk top microprocessing computer. The unit shall consist of a central processing mini tower, flat panel monitor, keyboard, mouse and speakers. The system shall have the following minimum characteristics: a 2.8 GHz Pentium processor; 512 MB memory; 80GB hard drive; 32/48x CD-ROMDVD combo; 1.44MB network interface card; video 32 MB NVIDIA; a 18 inch flat panel monitor. The computer is used throughout the facility to input, manipulate and retrieve information.
4 - SS218 - Geriatrics Home Based Primary Care (HBPC) Service Administration Support Workstation, Stff Sprt | 4 - SS218 - Geriatrics Home Based Primary Care (HBPC) Service Administration Support Workstation, Stff Sprt | 4 - SS218 - Geriatrics Home Based Primary Care (HBPC) Service Administration Support Workstation, Stff Sprt | 4 - SS218 - Geriatrics Home Based Primary Care (HBPC) Service Administration Support Workstation, Stff Sprt | 4 - SS218 - Geriatrics Home Based Primary Care (HBPC) Service Administration Support Workstation, Stff Sprt
JSN | NAME | QTY | ACQ/INS | DESCRIPTION
A1010 | Telecommunication Outlet | 2 | VV | Telecommunication outlet location.
A1015 | Telephone, Desk, Multiple Line | 1 | VV | Telephone, desk, multiple line.
E0123 | Workstation, Straight, Free Standing, 72" W | 1 | VV | This JSN will provide a whole work station typical to quickly plan work in areas in clinical or administrative spaces. There will be a price decrease if typical work stations are used with vertical hanging strips instead of panels. THIS TYPICAL INCLUDES: 4 Standard Solid Panels 2 Panel Connectors, 2-Way Corner 1 Panel-to-Panel Connector 2 Finished End Hardware 1 Cantilevered, Work Surface 2 Lockable Flipper Units 2 Shelf, Storage/Displays 2 Lights 1 Tack board 1 Tool Rail 1 Paper Tray 1 Diagonal Tray 1 Adjustable Keyboard Tray 1 Mobile Pedestal, Box/File
F0275 | Chair, Swivel, High Back | 1 | VV | Highback contemporary swivel chair, 41" high X 23" wide X 23" deep with five (5) caster swivel base and arms. Chair may be used at desks or in conference rooms. Back and seat are foam padded and upholstered with either woven textile fabric or vinyl.
F0420 | Cabinet, Filing, Lateral, Half Height | 1 | VV | Half height two (2) or three (3) drawer lateral filing cabinet, 28" high X 42" wide X 18" deep with recessed handles, locking device and drawer label holders. Drawers are adaptable to either letter or legal size materials.
F2000 | Basket, Wastepaper, Fire Resistant | 1 | VV | Wastepaper basket, fire resistant, approximately 40 quart capacity. This unit is used to collect and temporarily store small quantities of paper refuse in patient rooms, administrative areas and nursing stations. Size and shape varies depending on the application and manufacturer selected.
M1801 | Computer, Microprocessing, w/Flat Panel Monitor | 1 | VV | Desk top microprocessing computer. The unit shall consist of a central processing mini tower, flat panel monitor, keyboard, mouse and speakers. The system shall have the following minimum characteristics: a 2.8 GHz Pentium processor; 512 MB memory; 80GB hard drive; 32/48x CD-ROMDVD combo; 1.44MB network interface card; video 32 MB NVIDIA; a 18 inch flat panel monitor. The computer is used throughout the facility to input, manipulate and retrieve information.
5 - SS218 - Geriatrics Home Based Primary Care (HBPC) Service Clerical Workstation, Stff Sprt | 5 - SS218 - Geriatrics Home Based Primary Care (HBPC) Service Clerical Workstation, Stff Sprt | 5 - SS218 - Geriatrics Home Based Primary Care (HBPC) Service Clerical Workstation, Stff Sprt | 5 - SS218 - Geriatrics Home Based Primary Care (HBPC) Service Clerical Workstation, Stff Sprt | 5 - SS218 - Geriatrics Home Based Primary Care (HBPC) Service Clerical Workstation, Stff Sprt
JSN | NAME | QTY | ACQ/INS | DESCRIPTION
A1010 | Telecommunication Outlet | 2 | VV | Telecommunication outlet location.
A1015 | Telephone, Desk, Multiple Line | 1 | VV | Telephone, desk, multiple line.
E0123 | Workstation, Straight, Free Standing, 72" W | 1 | VV | This JSN will provide a whole work station typical to quickly plan work in areas in clinical or administrative spaces. There will be a price decrease if typical work stations are used with vertical hanging strips instead of panels. THIS TYPICAL INCLUDES: 4 Standard Solid Panels 2 Panel Connectors, 2-Way Corner 1 Panel-to-Panel Connector 2 Finished End Hardware 1 Cantilevered, Work Surface 2 Lockable Flipper Units 2 Shelf, Storage/Displays 2 Lights 1 Tack board 1 Tool Rail 1 Paper Tray 1 Diagonal Tray 1 Adjustable Keyboard Tray 1 Mobile Pedestal, Box/File
F0275 | Chair, Swivel, High Back | 1 | VV | Highback contemporary swivel chair, 41" high X 23" wide X 23" deep with five (5) caster swivel base and arms. Chair may be used at desks or in conference rooms. Back and seat are foam padded and upholstered with either woven textile fabric or vinyl.
F0420 | Cabinet, Filing, Lateral, Half Height | 1 | VV | Half height two (2) or three (3) drawer lateral filing cabinet, 28" high X 42" wide X 18" deep with recessed handles, locking device and drawer label holders. Drawers are adaptable to either letter or legal size materials.
F2000 | Basket, Wastepaper, Fire Resistant | 1 | VV | Wastepaper basket, fire resistant, approximately 40 quart capacity. This unit is used to collect and temporarily store small quantities of paper refuse in patient rooms, administrative areas and nursing stations. Size and shape varies depending on the application and manufacturer selected.
M1801 | Computer, Microprocessing, w/Flat Panel Monitor | 1 | VV | Desk top microprocessing computer. The unit shall consist of a central processing mini tower, flat panel monitor, keyboard, mouse and speakers. The system shall have the following minimum characteristics: a 2.8 GHz Pentium processor; 512 MB memory; 80GB hard drive; 32/48x CD-ROMDVD combo; 1.44MB network interface card; video 32 MB NVIDIA; a 18 inch flat panel monitor. The computer is used throughout the facility to input, manipulate and retrieve information.
6 - SS218 - Geriatrics Home Based Primary Care (HBPC) Service Staff Physician Workstation, Stff Sprt | 6 - SS218 - Geriatrics Home Based Primary Care (HBPC) Service Staff Physician Workstation, Stff Sprt | 6 - SS218 - Geriatrics Home Based Primary Care (HBPC) Service Staff Physician Workstation, Stff Sprt | 6 - SS218 - Geriatrics Home Based Primary Care (HBPC) Service Staff Physician Workstation, Stff Sprt | 6 - SS218 - Geriatrics Home Based Primary Care (HBPC) Service Staff Physician Workstation, Stff Sprt
JSN | NAME | QTY | ACQ/INS | DESCRIPTION
A1010 | Telecommunication Outlet | 2 | VV | Telecommunication outlet location.
A1015 | Telephone, Desk, Multiple Line | 1 | VV | Telephone, desk, multiple line.
E0123 | Workstation, Straight, Free Standing, 72" W | 1 | VV | This JSN will provide a whole work station typical to quickly plan work in areas in clinical or administrative spaces. There will be a price decrease if typical work stations are used with vertical hanging strips instead of panels. THIS TYPICAL INCLUDES: 4 Standard Solid Panels 2 Panel Connectors, 2-Way Corner 1 Panel-to-Panel Connector 2 Finished End Hardware 1 Cantilevered, Work Surface 2 Lockable Flipper Units 2 Shelf, Storage/Displays 2 Lights 1 Tack board 1 Tool Rail 1 Paper Tray 1 Diagonal Tray 1 Adjustable Keyboard Tray 1 Mobile Pedestal, Box/File
F0275 | Chair, Swivel, High Back | 1 | VV | Highback contemporary swivel chair, 41" high X 23" wide X 23" deep with five (5) caster swivel base and arms. Chair may be used at desks or in conference rooms. Back and seat are foam padded and upholstered with either woven textile fabric or vinyl.
F0420 | Cabinet, Filing, Lateral, Half Height | 1 | VV | Half height two (2) or three (3) drawer lateral filing cabinet, 28" high X 42" wide X 18" deep with recessed handles, locking device and drawer label holders. Drawers are adaptable to either letter or legal size materials.
F2000 | Basket, Wastepaper, Fire Resistant | 1 | VV | Wastepaper basket, fire resistant, approximately 40 quart capacity. This unit is used to collect and temporarily store small quantities of paper refuse in patient rooms, administrative areas and nursing stations. Size and shape varies depending on the application and manufacturer selected.
M1801 | Computer, Microprocessing, w/Flat Panel Monitor | 1 | VV | Desk top microprocessing computer. The unit shall consist of a central processing mini tower, flat panel monitor, keyboard, mouse and speakers. The system shall have the following minimum characteristics: a 2.8 GHz Pentium processor; 512 MB memory; 80GB hard drive; 32/48x CD-ROMDVD combo; 1.44MB network interface card; video 32 MB NVIDIA; a 18 inch flat panel monitor. The computer is used throughout the facility to input, manipulate and retrieve information.
7 - SS217 - Geriatrics Home Based Primary Care (HBPC) Service Resident Workstation, Stff Sprt | 7 - SS217 - Geriatrics Home Based Primary Care (HBPC) Service Resident Workstation, Stff Sprt | 7 - SS217 - Geriatrics Home Based Primary Care (HBPC) Service Resident Workstation, Stff Sprt | 7 - SS217 - Geriatrics Home Based Primary Care (HBPC) Service Resident Workstation, Stff Sprt | 7 - SS217 - Geriatrics Home Based Primary Care (HBPC) Service Resident Workstation, Stff Sprt
JSN | NAME | QTY | ACQ/INS | DESCRIPTION
A1010 | Telecommunication Outlet | 1 | VV | Telecommunication outlet location.
A1015 | Telephone, Desk, Multiple Line | 1 | VV | Telephone, desk, multiple line.
E0123 | Workstation, Straight, Free Standing, 72" W | 1 | VV | This JSN will provide a whole work station typical to quickly plan work in areas in clinical or administrative spaces. There will be a price decrease if typical work stations are used with vertical hanging strips instead of panels. THIS TYPICAL INCLUDES: 4 Standard Solid Panels 2 Panel Connectors, 2-Way Corner 1 Panel-to-Panel Connector 2 Finished End Hardware 1 Cantilevered, Work Surface 2 Lockable Flipper Units 2 Shelf, Storage/Displays 2 Lights 1 Tack board 1 Tool Rail 1 Paper Tray 1 Diagonal Tray 1 Adjustable Keyboard Tray 1 Mobile Pedestal, Box/File
F0275 | Chair, Swivel, High Back | 1 | VV | Highback contemporary swivel chair, 41" high X 23" wide X 23" deep with five (5) caster swivel base and arms. Chair may be used at desks or in conference rooms. Back and seat are foam padded and upholstered with either woven textile fabric or vinyl.
F0420 | Cabinet, Filing, Lateral, Half Height | 1 | VV | Half height two (2) or three (3) drawer lateral filing cabinet, 28" high X 42" wide X 18" deep with recessed handles, locking device and drawer label holders. Drawers are adaptable to either letter or legal size materials.
F2000 | Basket, Wastepaper, Fire Resistant | 1 | VV | Wastepaper basket, fire resistant, approximately 40 quart capacity. This unit is used to collect and temporarily store small quantities of paper refuse in patient rooms, administrative areas and nursing stations. Size and shape varies depending on the application and manufacturer selected.
M1801 | Computer, Microprocessing, w/Flat Panel Monitor | 1 | VV | Desk top microprocessing computer. The unit shall consist of a central processing mini tower, flat panel monitor, keyboard, mouse and speakers. The system shall have the following minimum characteristics: a 2.8 GHz Pentium processor; 512 MB memory; 80GB hard drive; 32/48x CD-ROMDVD combo; 1.44MB network interface card; video 32 MB NVIDIA; a 18 inch flat panel monitor. The computer is used throughout the facility to input, manipulate and retrieve information.
8 - SB191 - Geriatrics Home Based Primary Care (HBPC) Service Staff Toilet, Bldg Sprt | 8 - SB191 - Geriatrics Home Based Primary Care (HBPC) Service Staff Toilet, Bldg Sprt | 8 - SB191 - Geriatrics Home Based Primary Care (HBPC) Service Staff Toilet, Bldg Sprt | 8 - SB191 - Geriatrics Home Based Primary Care (HBPC) Service Staff Toilet, Bldg Sprt | 8 - SB191 - Geriatrics Home Based Primary Care (HBPC) Service Staff Toilet, Bldg Sprt
JSN | NAME | QTY | ACQ/INS | DESCRIPTION
A1067 | Mirror, Float Glass, ADA Accessible | 1 | CC | A high quality 1/4" polished float glass mirror with a stainless steel frame. Frame holds mirror in a tilted position for accessibility and compliance with ADA requirements. Mirror has a galvanized steel back secured to frame with concealed screws with integral horizontal hanging brackets. Mirror shall be approximately 18" wide and 36" high. Other sizes are available.
A4995 | Table, Diaper Changing, Wall Mounted | 1 | CC | Wall mounted diaper changing table for use in public restrooms. Unit is a fold down system that folds upward when not in use for minimal intrusion into the room. Changing surface is contoured and has safety belt to insure that an infant will not fall from the table. Table is designed to hold no less than 250 pounds static weight. Closed dimensions are approximately 21" H x 36" W x 5" D. Open dimensions vary according to style. One system's open dimensions are 15 " high, 32" wide and 19" deep.
A5075 | Dispenser, Soap, Disposable | 1 | VV | Disposable soap dispenser. One-handed dispensing operation. Designed to accommodate disposable soap cartridge and valve.
A5082 | Dispenser, Paper Towel, Sensor, Hands Free | 1 | CC | A surface mounted, sensor activated, automatic, roll paper towel dispenser. The unit dispenses a paper towel automatically only when hands are place in position below the dispenser for maximum sanitation and hygiene. May include adjustable settings for sheet length, time delay, and sensor range. Unit is battery operated or with optional AC power adapter.
A5090 | Disposal, Sanitary Napkin, SS, Surface Mounted | 1 | CC | A surface mounted, satin finish stainless steel, sanitary napkin disposal. Disposal features a flip-up cover, secured to the container by a heavy duty stainless steel piano-hinge. Disposal may be secured to wall or toilet partition. For general purpose use in female toilet stalls or rooms and uni-sex toilet rooms.
A5109 | Grab Bar, 1-1/4" Dia., SS, 2 Wall, W/C Accessible | 1 | CC | A 1-1/4" diameter, satin finish stainless steel, peened gripping surface, 2 wall toilet stall/ room, grab bar with concealed mounting flanges. Snap over flanges are provided to conceal mounting screws. A selection of mounting kits and concealed anchor devices are available from the manufacturers for different types of installations. Grab bar shall comply with barrier-free accessibility guidelines for structural strength. For typical water closet applications in toilet stalls and rooms where ADA (American's With Disabilities Act) requirements must be met.
A5145 | Hook, Garment, Double, SS, Surface Mounted | 1 | CC | A surface mounted, satin finish stainless steel, double garment hook. Equipped with a concealed mounting bracket that is secured to a concealed wall plate. For general purpose use throughout the facility to hang various items of apparel.
A5200 | Dispenser, Toilet Tissue, SS, 2-Roll, Surface Mntd | 1 | CC | A concealed surface mounted, double roll, satin finish stainless steel, toilet tissue dispenser. Unit accommodates two standard-core toilet tissue rolls through 5" in diameter. Spindles are chrome plated plastic with a heavy-duty internal spring and turn freely for non-controlled delivery. For general purpose use in restrooms.
F2010 | Basket, Wastepaper, Step-On | 1 | VV | "Step-on" wastepaper basket with inner liner and foot petal activated flip top.
P3200 | Lavatory, Vitreous China, Slab Type w/Sens Op Fauc | 1 | CC | Wall mounted, slab type, vitreous china, lavatory (approximately 7 x 15 x 10 inches) with faucet holes on 4 inch centers; electronic sensor operated, goose neck spout and grid strainer. It shall be suitable for use in clinics, offices and patient care areas.
P9050 | Toilet, Wall Hung, Siphon Jet | 1 | CC | Siphon jet water closet/ toilet. This unit is wall hung with an elongated bowl, top spud flushometer, seat with open front and check hinge, and carrier. Used in restrooms throughout the health care facility.
9 - SB746 - Geriatrics Home Based Primary Care (HBPC) Service Storage Room, Lgstcs Svc | 9 - SB746 - Geriatrics Home Based Primary Care (HBPC) Service Storage Room, Lgstcs Svc | 9 - SB746 - Geriatrics Home Based Primary Care (HBPC) Service Storage Room, Lgstcs Svc | 9 - SB746 - Geriatrics Home Based Primary Care (HBPC) Service Storage Room, Lgstcs Svc | 9 - SB746 - Geriatrics Home Based Primary Care (HBPC) Service Storage Room, Lgstcs Svc
JSN | NAME | QTY | ACQ/INS | DESCRIPTION
A1010 | Telecommunication Outlet | 1 | VV | Telecommunication outlet location.
A1014 | Telephone, Wall Mounted, 1 Line, With Speaker | 1 | VV | Telephone, wall mounted, 1 line, with speaker.
M2055 | Shelving, Storage, Wire, CRS, w/Adjustable Shelves | 4 | VV | Stationary, wire, shelving unit. Unit has fully adjustable shelves constructed of stainless steel. For use in general purpose storage areas. Shelving is provided in various sizes and configurations. Price provided is for a unit approximately 74"H x 18"D x 48"W with four shelves.
10 - ONCOLOGY SERVICE AREA | 10 - ONCOLOGY SERVICE AREA | 10 - ONCOLOGY SERVICE AREA | 10 - ONCOLOGY SERVICE AREA | 10 - ONCOLOGY SERVICE AREA
1 - SC174 - Oncology Service Patient Interview Room, Clncl Sprt | 1 - SC174 - Oncology Service Patient Interview Room, Clncl Sprt | 1 - SC174 - Oncology Service Patient Interview Room, Clncl Sprt | 1 - SC174 - Oncology Service Patient Interview Room, Clncl Sprt | 1 - SC174 - Oncology Service Patient Interview Room, Clncl Sprt
JSN | NAME | QTY | ACQ/INS | DESCRIPTION
A1010 | Telecommunication Outlet | 2 | VV | Telecommunication outlet location.
A1015 | Telephone, Desk, Multiple Line | 1 | VV | Telephone, desk, multiple line.
A5075 | Dispenser, Soap, Disposable | 1 | VV | Disposable soap dispenser. One-handed dispensing operation. Designed to accommodate disposable soap cartridge and valve.
A5080 | Dispenser, Paper Towel, SS, Surface Mounted | 1 | CC | A surface mounted, satin finish stainless steel, single-fold, paper towel dispenser. Dispenser features: tumbler lock; front hinged at bottom; and refill indicator slot. Minimum capacity 400 single-fold paper towels. For general purpose use throughout the facility.
A5145 | Hook, Garment, Double, SS, Surface Mounted | 1 | CC | A surface mounted, satin finish stainless steel, double garment hook. Equipped with a concealed mounting bracket that is secured to a concealed wall plate. For general purpose use throughout the facility to hang various items of apparel.
CD040 | Cabinet, W/H, 2 Shelf, 2 DO, Sloping Top, 38x36x13 | 1 | CC | Wall hung cabinet with two adjustable shelves, solid hinged doors, and sloping top. Also referred to as a solid hinged double door wall case. For general purpose use throughout the facility.
CS010 | Sink, SS, Single Compartment, 7.5x12x12 ID | 1 | CC | Single compartment stainless steel sink, drop-in, self-rimming, ledge-type, connected with a drain and provided with a mixing faucet. It shall also be provided with pre-punched fixture holes on 4" center, integral back ledge to accommodate deck-mounted fixtures, brushed/polished interior and top surfaces, and sound deadened. Recommended for use in suspended or U/C/B sink cabinets having a high plastic laminate or Chemsurf laminate countertop/work surface. For general purpose use throughout the facility.
CT020 | Countertop, Solid Surface | 1 | CC | A solid, nonporous countertop with a smooth seamless appearance. Easy to clean and maintain and with proper cleaning does not support the growth of mold. An acrylic-based solid surface product. Standard thickness of 1", and a 4" butt backsplash/curb. Also referred to as a work surface or work top. Available in a choice of colors and depths. Used in lab and other hospital areas requiring optimum physical and chemical resisting properties.
F0205 | Chair, Side With Arms | 3 | VV | Upholstered side chair, 32" high X 21" wide X 23" deep with arms, padded seats and padded backs. Seat height is a minimum of 17". Available with or without sled base.
F0340 | Stool, Self Adjusting | 1 | VV | Self adjusting stool. Consists of a foam padded upholstered seat with attached foot rest for added comfort. Mounted on swivel casters. Designed for doctor's use during examinations.
F0740 | Table, Occasional, Lamp | 1 | VV | Occasional lamp table (end table) approximately 20" high X 27" wide X 27" deep with choice of finishes (wood, oak veneer, or high pressure laminate).
F2000 | Basket, Wastepaper, Fire Resistant | 1 | VV | Wastepaper basket, fire resistant, approximately 40 quart capacity. This unit is used to collect and temporarily store small quantities of paper refuse in patient rooms, administrative areas and nursing stations. Size and shape varies depending on the application and manufacturer selected.
F3200 | Clock, Battery, 12" Diameter | 1 | VV | Clock, 12" diameter. Round surface, easy to read numbers with sweep second hand. Wall mounted unit for use when impractical to install a fully synchronized clock system. Battery operated, (batteries not included).
M1801 | Computer, Microprocessing, w/Flat Panel Monitor | 1 | VV | Desk top microprocessing computer. The unit shall consist of a central processing mini tower, flat panel monitor, keyboard, mouse and speakers. The system shall have the following minimum characteristics: a 2.8 GHz Pentium processor; 512 MB memory; 80GB hard drive; 32/48x CD-ROMDVD combo; 1.44MB network interface card; video 32 MB NVIDIA; a 18 inch flat panel monitor. The computer is used throughout the facility to input, manipulate and retrieve information.
M1802 | Work Station, Computer, Retractable, Wall Mounted | 1 | VV | A wall mounted retractable work station. Work station is used as a computer station in treatment rooms, exam rooms and areas where physical space in limited.
2 - SS204 - Oncology Service Chief Office, Stff Sprt | 2 - SS204 - Oncology Service Chief Office, Stff Sprt | 2 - SS204 - Oncology Service Chief Office, Stff Sprt | 2 - SS204 - Oncology Service Chief Office, Stff Sprt | 2 - SS204 - Oncology Service Chief Office, Stff Sprt
JSN | NAME | QTY | ACQ/INS | DESCRIPTION
A1010 | Telecommunication Outlet | 2 | VV | Telecommunication outlet location.
A1015 | Telephone, Desk, Multiple Line | 1 | VV | Telephone, desk, multiple line.
A5145 | Hook, Garment, Double, SS, Surface Mounted | 1 | CC | A surface mounted, satin finish stainless steel, double garment hook. Equipped with a concealed mounting bracket that is secured to a concealed wall plate. For general purpose use throughout the facility to hang various items of apparel.
E0078 | Workstation, L-Shaped w/Peninsula, Free Std, 78x72 | 1 | VV | This section will provide a whole work station typical to quickly plan work areas in clinical or administrative spaces. There will be a price decrease if typical work stations are used with vertical hanging strips instead of panels. THIS TYPICAL INCLUDES: 4 standard solid panels; 2 panel connectors, 2-way corner; 1 panel-to-panel connector; 2 finished end hardware; 1 cantilevered work surface; 1 peninsula work surface; 2 lockable flipper units; 2 shelf, storage/display; 2 lights; 1 tack board, 48"W; 1 tool rail, 30"W; 1 paper tray; 1 diagonal tray; 1 adjustable keyboard tray; 1 mobile pedestal, box/file.
F0110 | Bookcase, 3 Shelf | 1 | VV | Freestanding open metal shelf book case, approximately 60" high X 36" wide X 18" deep with three (3) adjustable shelves and four (4) non-marking floor glides.
F0205 | Chair, Side With Arms | 2 | VV | Upholstered side chair, 32" high X 21" wide X 23" deep with arms, padded seats and padded backs. Seat height is a minimum of 17". Available with or without sled base.
F0275 | Chair, Swivel, High Back | 1 | VV | Highback contemporary swivel chair, 41" high X 23" wide X 23" deep with five (5) caster swivel base and arms. Chair may be used at desks or in conference rooms. Back and seat are foam padded and upholstered with either woven textile fabric or vinyl.
F0420 | Cabinet, Filing, Lateral, Half Height | 1 | VV | Half height two (2) or three (3) drawer lateral filing cabinet, 28" high X 42" wide X 18" deep with recessed handles, locking device and drawer label holders. Drawers are adaptable to either letter or legal size materials.
F2000 | Basket, Wastepaper, Fire Resistant | 1 | VV | Wastepaper basket, fire resistant, approximately 40 quart capacity. This unit is used to collect and temporarily store small quantities of paper refuse in patient rooms, administrative areas and nursing stations. Size and shape varies depending on the application and manufacturer selected.
F3200 | Clock, Battery, 12" Diameter | 1 | VV | Clock, 12" diameter. Round surface, easy to read numbers with sweep second hand. Wall mounted unit for use when impractical to install a fully synchronized clock system. Battery operated, (batteries not included).
M1801 | Computer, Microprocessing, w/Flat Panel Monitor | 1 | VV | Desk top microprocessing computer. The unit shall consist of a central processing mini tower, flat panel monitor, keyboard, mouse and speakers. The system shall have the following minimum characteristics: a 2.8 GHz Pentium processor; 512 MB memory; 80GB hard drive; 32/48x CD-ROMDVD combo; 1.44MB network interface card; video 32 MB NVIDIA; a 18 inch flat panel monitor. The computer is used throughout the facility to input, manipulate and retrieve information.
3 - SS204 - Oncology Service Assistant Chief Office, Stff Sprt | 3 - SS204 - Oncology Service Assistant Chief Office, Stff Sprt | 3 - SS204 - Oncology Service Assistant Chief Office, Stff Sprt | 3 - SS204 - Oncology Service Assistant Chief Office, Stff Sprt | 3 - SS204 - Oncology Service Assistant Chief Office, Stff Sprt
JSN | NAME | QTY | ACQ/INS | DESCRIPTION
A1010 | Telecommunication Outlet | 2 | VV | Telecommunication outlet location.
A1015 | Telephone, Desk, Multiple Line | 1 | VV | Telephone, desk, multiple line.
A5145 | Hook, Garment, Double, SS, Surface Mounted | 1 | CC | A surface mounted, satin finish stainless steel, double garment hook. Equipped with a concealed mounting bracket that is secured to a concealed wall plate. For general purpose use throughout the facility to hang various items of apparel.
E0078 | Workstation, L-Shaped w/Peninsula, Free Std, 78x72 | 1 | VV | This section will provide a whole work station typical to quickly plan work areas in clinical or administrative spaces. There will be a price decrease if typical work stations are used with vertical hanging strips instead of panels. THIS TYPICAL INCLUDES: 4 standard solid panels; 2 panel connectors, 2-way corner; 1 panel-to-panel connector; 2 finished end hardware; 1 cantilevered work surface; 1 peninsula work surface; 2 lockable flipper units; 2 shelf, storage/display; 2 lights; 1 tack board, 48"W; 1 tool rail, 30"W; 1 paper tray; 1 diagonal tray; 1 adjustable keyboard tray; 1 mobile pedestal, box/file.
F0110 | Bookcase, 3 Shelf | 1 | VV | Freestanding open metal shelf book case, approximately 60" high X 36" wide X 18" deep with three (3) adjustable shelves and four (4) non-marking floor glides.
F0205 | Chair, Side With Arms | 2 | VV | Upholstered side chair, 32" high X 21" wide X 23" deep with arms, padded seats and padded backs. Seat height is a minimum of 17". Available with or without sled base.
F0275 | Chair, Swivel, High Back | 1 | VV | Highback contemporary swivel chair, 41" high X 23" wide X 23" deep with five (5) caster swivel base and arms. Chair may be used at desks or in conference rooms. Back and seat are foam padded and upholstered with either woven textile fabric or vinyl.
F0420 | Cabinet, Filing, Lateral, Half Height | 1 | VV | Half height two (2) or three (3) drawer lateral filing cabinet, 28" high X 42" wide X 18" deep with recessed handles, locking device and drawer label holders. Drawers are adaptable to either letter or legal size materials.
F2000 | Basket, Wastepaper, Fire Resistant | 1 | VV | Wastepaper basket, fire resistant, approximately 40 quart capacity. This unit is used to collect and temporarily store small quantities of paper refuse in patient rooms, administrative areas and nursing stations. Size and shape varies depending on the application and manufacturer selected.
F3200 | Clock, Battery, 12" Diameter | 1 | VV | Clock, 12" diameter. Round surface, easy to read numbers with sweep second hand. Wall mounted unit for use when impractical to install a fully synchronized clock system. Battery operated, (batteries not included).
M1801 | Computer, Microprocessing, w/Flat Panel Monitor | 1 | VV | Desk top microprocessing computer. The unit shall consist of a central processing mini tower, flat panel monitor, keyboard, mouse and speakers. The system shall have the following minimum characteristics: a 2.8 GHz Pentium processor; 512 MB memory; 80GB hard drive; 32/48x CD-ROMDVD combo; 1.44MB network interface card; video 32 MB NVIDIA; a 18 inch flat panel monitor. The computer is used throughout the facility to input, manipulate and retrieve information.
4 - SS218 - Oncology Service Administration Support Workstation, Stff Sprt | 4 - SS218 - Oncology Service Administration Support Workstation, Stff Sprt | 4 - SS218 - Oncology Service Administration Support Workstation, Stff Sprt | 4 - SS218 - Oncology Service Administration Support Workstation, Stff Sprt | 4 - SS218 - Oncology Service Administration Support Workstation, Stff Sprt
JSN | NAME | QTY | ACQ/INS | DESCRIPTION
A1010 | Telecommunication Outlet | 2 | VV | Telecommunication outlet location.
A1015 | Telephone, Desk, Multiple Line | 1 | VV | Telephone, desk, multiple line.
E0123 | Workstation, Straight, Free Standing, 72" W | 1 | VV | This JSN will provide a whole work station typical to quickly plan work in areas in clinical or administrative spaces. There will be a price decrease if typical work stations are used with vertical hanging strips instead of panels. THIS TYPICAL INCLUDES: 4 Standard Solid Panels 2 Panel Connectors, 2-Way Corner 1 Panel-to-Panel Connector 2 Finished End Hardware 1 Cantilevered, Work Surface 2 Lockable Flipper Units 2 Shelf, Storage/Displays 2 Lights 1 Tack board 1 Tool Rail 1 Paper Tray 1 Diagonal Tray 1 Adjustable Keyboard Tray 1 Mobile Pedestal, Box/File
F0275 | Chair, Swivel, High Back | 1 | VV | Highback contemporary swivel chair, 41" high X 23" wide X 23" deep with five (5) caster swivel base and arms. Chair may be used at desks or in conference rooms. Back and seat are foam padded and upholstered with either woven textile fabric or vinyl.
F0420 | Cabinet, Filing, Lateral, Half Height | 1 | VV | Half height two (2) or three (3) drawer lateral filing cabinet, 28" high X 42" wide X 18" deep with recessed handles, locking device and drawer label holders. Drawers are adaptable to either letter or legal size materials.
F2000 | Basket, Wastepaper, Fire Resistant | 1 | VV | Wastepaper basket, fire resistant, approximately 40 quart capacity. This unit is used to collect and temporarily store small quantities of paper refuse in patient rooms, administrative areas and nursing stations. Size and shape varies depending on the application and manufacturer selected.
M1801 | Computer, Microprocessing, w/Flat Panel Monitor | 1 | VV | Desk top microprocessing computer. The unit shall consist of a central processing mini tower, flat panel monitor, keyboard, mouse and speakers. The system shall have the following minimum characteristics: a 2.8 GHz Pentium processor; 512 MB memory; 80GB hard drive; 32/48x CD-ROMDVD combo; 1.44MB network interface card; video 32 MB NVIDIA; a 18 inch flat panel monitor. The computer is used throughout the facility to input, manipulate and retrieve information.
5 - SS218 - Oncology Service Clerical Workstation, Stff Sprt | 5 - SS218 - Oncology Service Clerical Workstation, Stff Sprt | 5 - SS218 - Oncology Service Clerical Workstation, Stff Sprt | 5 - SS218 - Oncology Service Clerical Workstation, Stff Sprt | 5 - SS218 - Oncology Service Clerical Workstation, Stff Sprt
JSN | NAME | QTY | ACQ/INS | DESCRIPTION
A1010 | Telecommunication Outlet | 2 | VV | Telecommunication outlet location.
A1015 | Telephone, Desk, Multiple Line | 1 | VV | Telephone, desk, multiple line.
E0123 | Workstation, Straight, Free Standing, 72" W | 1 | VV | This JSN will provide a whole work station typical to quickly plan work in areas in clinical or administrative spaces. There will be a price decrease if typical work stations are used with vertical hanging strips instead of panels. THIS TYPICAL INCLUDES: 4 Standard Solid Panels 2 Panel Connectors, 2-Way Corner 1 Panel-to-Panel Connector 2 Finished End Hardware 1 Cantilevered, Work Surface 2 Lockable Flipper Units 2 Shelf, Storage/Displays 2 Lights 1 Tack board 1 Tool Rail 1 Paper Tray 1 Diagonal Tray 1 Adjustable Keyboard Tray 1 Mobile Pedestal, Box/File
F0275 | Chair, Swivel, High Back | 1 | VV | Highback contemporary swivel chair, 41" high X 23" wide X 23" deep with five (5) caster swivel base and arms. Chair may be used at desks or in conference rooms. Back and seat are foam padded and upholstered with either woven textile fabric or vinyl.
F0420 | Cabinet, Filing, Lateral, Half Height | 1 | VV | Half height two (2) or three (3) drawer lateral filing cabinet, 28" high X 42" wide X 18" deep with recessed handles, locking device and drawer label holders. Drawers are adaptable to either letter or legal size materials.
F2000 | Basket, Wastepaper, Fire Resistant | 1 | VV | Wastepaper basket, fire resistant, approximately 40 quart capacity. This unit is used to collect and temporarily store small quantities of paper refuse in patient rooms, administrative areas and nursing stations. Size and shape varies depending on the application and manufacturer selected.
M1801 | Computer, Microprocessing, w/Flat Panel Monitor | 1 | VV | Desk top microprocessing computer. The unit shall consist of a central processing mini tower, flat panel monitor, keyboard, mouse and speakers. The system shall have the following minimum characteristics: a 2.8 GHz Pentium processor; 512 MB memory; 80GB hard drive; 32/48x CD-ROMDVD combo; 1.44MB network interface card; video 32 MB NVIDIA; a 18 inch flat panel monitor. The computer is used throughout the facility to input, manipulate and retrieve information.
6 - SS218 - Oncology Service Staff Physician Workstation, Stff Sprt | 6 - SS218 - Oncology Service Staff Physician Workstation, Stff Sprt | 6 - SS218 - Oncology Service Staff Physician Workstation, Stff Sprt | 6 - SS218 - Oncology Service Staff Physician Workstation, Stff Sprt | 6 - SS218 - Oncology Service Staff Physician Workstation, Stff Sprt
JSN | NAME | QTY | ACQ/INS | DESCRIPTION
A1010 | Telecommunication Outlet | 2 | VV | Telecommunication outlet location.
A1015 | Telephone, Desk, Multiple Line | 1 | VV | Telephone, desk, multiple line.
E0123 | Workstation, Straight, Free Standing, 72" W | 1 | VV | This JSN will provide a whole work station typical to quickly plan work in areas in clinical or administrative spaces. There will be a price decrease if typical work stations are used with vertical hanging strips instead of panels. THIS TYPICAL INCLUDES: 4 Standard Solid Panels 2 Panel Connectors, 2-Way Corner 1 Panel-to-Panel Connector 2 Finished End Hardware 1 Cantilevered, Work Surface 2 Lockable Flipper Units 2 Shelf, Storage/Displays 2 Lights 1 Tack board 1 Tool Rail 1 Paper Tray 1 Diagonal Tray 1 Adjustable Keyboard Tray 1 Mobile Pedestal, Box/File
F0275 | Chair, Swivel, High Back | 1 | VV | Highback contemporary swivel chair, 41" high X 23" wide X 23" deep with five (5) caster swivel base and arms. Chair may be used at desks or in conference rooms. Back and seat are foam padded and upholstered with either woven textile fabric or vinyl.
F0420 | Cabinet, Filing, Lateral, Half Height | 1 | VV | Half height two (2) or three (3) drawer lateral filing cabinet, 28" high X 42" wide X 18" deep with recessed handles, locking device and drawer label holders. Drawers are adaptable to either letter or legal size materials.
F2000 | Basket, Wastepaper, Fire Resistant | 1 | VV | Wastepaper basket, fire resistant, approximately 40 quart capacity. This unit is used to collect and temporarily store small quantities of paper refuse in patient rooms, administrative areas and nursing stations. Size and shape varies depending on the application and manufacturer selected.
M1801 | Computer, Microprocessing, w/Flat Panel Monitor | 1 | VV | Desk top microprocessing computer. The unit shall consist of a central processing mini tower, flat panel monitor, keyboard, mouse and speakers. The system shall have the following minimum characteristics: a 2.8 GHz Pentium processor; 512 MB memory; 80GB hard drive; 32/48x CD-ROMDVD combo; 1.44MB network interface card; video 32 MB NVIDIA; a 18 inch flat panel monitor. The computer is used throughout the facility to input, manipulate and retrieve information.
7 - SS217 - Oncology Service Resident Workstation, Stff Sprt | 7 - SS217 - Oncology Service Resident Workstation, Stff Sprt | 7 - SS217 - Oncology Service Resident Workstation, Stff Sprt | 7 - SS217 - Oncology Service Resident Workstation, Stff Sprt | 7 - SS217 - Oncology Service Resident Workstation, Stff Sprt
JSN | NAME | QTY | ACQ/INS | DESCRIPTION
A1010 | Telecommunication Outlet | 1 | VV | Telecommunication outlet location.
A1015 | Telephone, Desk, Multiple Line | 1 | VV | Telephone, desk, multiple line.
E0123 | Workstation, Straight, Free Standing, 72" W | 1 | VV | This JSN will provide a whole work station typical to quickly plan work in areas in clinical or administrative spaces. There will be a price decrease if typical work stations are used with vertical hanging strips instead of panels. THIS TYPICAL INCLUDES: 4 Standard Solid Panels 2 Panel Connectors, 2-Way Corner 1 Panel-to-Panel Connector 2 Finished End Hardware 1 Cantilevered, Work Surface 2 Lockable Flipper Units 2 Shelf, Storage/Displays 2 Lights 1 Tack board 1 Tool Rail 1 Paper Tray 1 Diagonal Tray 1 Adjustable Keyboard Tray 1 Mobile Pedestal, Box/File
F0275 | Chair, Swivel, High Back | 1 | VV | Highback contemporary swivel chair, 41" high X 23" wide X 23" deep with five (5) caster swivel base and arms. Chair may be used at desks or in conference rooms. Back and seat are foam padded and upholstered with either woven textile fabric or vinyl.
F0420 | Cabinet, Filing, Lateral, Half Height | 1 | VV | Half height two (2) or three (3) drawer lateral filing cabinet, 28" high X 42" wide X 18" deep with recessed handles, locking device and drawer label holders. Drawers are adaptable to either letter or legal size materials.
F2000 | Basket, Wastepaper, Fire Resistant | 1 | VV | Wastepaper basket, fire resistant, approximately 40 quart capacity. This unit is used to collect and temporarily store small quantities of paper refuse in patient rooms, administrative areas and nursing stations. Size and shape varies depending on the application and manufacturer selected.
M1801 | Computer, Microprocessing, w/Flat Panel Monitor | 1 | VV | Desk top microprocessing computer. The unit shall consist of a central processing mini tower, flat panel monitor, keyboard, mouse and speakers. The system shall have the following minimum characteristics: a 2.8 GHz Pentium processor; 512 MB memory; 80GB hard drive; 32/48x CD-ROMDVD combo; 1.44MB network interface card; video 32 MB NVIDIA; a 18 inch flat panel monitor. The computer is used throughout the facility to input, manipulate and retrieve information.
8 - SB191 - Oncology Service Staff Toilet, Bldg Sprt | 8 - SB191 - Oncology Service Staff Toilet, Bldg Sprt | 8 - SB191 - Oncology Service Staff Toilet, Bldg Sprt | 8 - SB191 - Oncology Service Staff Toilet, Bldg Sprt | 8 - SB191 - Oncology Service Staff Toilet, Bldg Sprt
JSN | NAME | QTY | ACQ/INS | DESCRIPTION
A1067 | Mirror, Float Glass, ADA Accessible | 1 | CC | A high quality 1/4" polished float glass mirror with a stainless steel frame. Frame holds mirror in a tilted position for accessibility and compliance with ADA requirements. Mirror has a galvanized steel back secured to frame with concealed screws with integral horizontal hanging brackets. Mirror shall be approximately 18" wide and 36" high. Other sizes are available.
A4995 | Table, Diaper Changing, Wall Mounted | 1 | CC | Wall mounted diaper changing table for use in public restrooms. Unit is a fold down system that folds upward when not in use for minimal intrusion into the room. Changing surface is contoured and has safety belt to insure that an infant will not fall from the table. Table is designed to hold no less than 250 pounds static weight. Closed dimensions are approximately 21" H x 36" W x 5" D. Open dimensions vary according to style. One system's open dimensions are 15 " high, 32" wide and 19" deep.
A5075 | Dispenser, Soap, Disposable | 1 | VV | Disposable soap dispenser. One-handed dispensing operation. Designed to accommodate disposable soap cartridge and valve.
A5082 | Dispenser, Paper Towel, Sensor, Hands Free | 1 | CC | A surface mounted, sensor activated, automatic, roll paper towel dispenser. The unit dispenses a paper towel automatically only when hands are place in position below the dispenser for maximum sanitation and hygiene. May include adjustable settings for sheet length, time delay, and sensor range. Unit is battery operated or with optional AC power adapter.
A5090 | Disposal, Sanitary Napkin, SS, Surface Mounted | 1 | CC | A surface mounted, satin finish stainless steel, sanitary napkin disposal. Disposal features a flip-up cover, secured to the container by a heavy duty stainless steel piano-hinge. Disposal may be secured to wall or toilet partition. For general purpose use in female toilet stalls or rooms and uni-sex toilet rooms.
A5109 | Grab Bar, 1-1/4" Dia., SS, 2 Wall, W/C Accessible | 1 | CC | A 1-1/4" diameter, satin finish stainless steel, peened gripping surface, 2 wall toilet stall/ room, grab bar with concealed mounting flanges. Snap over flanges are provided to conceal mounting screws. A selection of mounting kits and concealed anchor devices are available from the manufacturers for different types of installations. Grab bar shall comply with barrier-free accessibility guidelines for structural strength. For typical water closet applications in toilet stalls and rooms where ADA (American's With Disabilities Act) requirements must be met.
A5145 | Hook, Garment, Double, SS, Surface Mounted | 1 | CC | A surface mounted, satin finish stainless steel, double garment hook. Equipped with a concealed mounting bracket that is secured to a concealed wall plate. For general purpose use throughout the facility to hang various items of apparel.
A5200 | Dispenser, Toilet Tissue, SS, 2-Roll, Surface Mntd | 1 | CC | A concealed surface mounted, double roll, satin finish stainless steel, toilet tissue dispenser. Unit accommodates two standard-core toilet tissue rolls through 5" in diameter. Spindles are chrome plated plastic with a heavy-duty internal spring and turn freely for non-controlled delivery. For general purpose use in restrooms.
F2010 | Basket, Wastepaper, Step-On | 1 | VV | "Step-on" wastepaper basket with inner liner and foot petal activated flip top.
P3200 | Lavatory, Vitreous China, Slab Type w/Sens Op Fauc | 1 | CC | Wall mounted, slab type, vitreous china, lavatory (approximately 7 x 15 x 10 inches) with faucet holes on 4 inch centers; electronic sensor operated, goose neck spout and grid strainer. It shall be suitable for use in clinics, offices and patient care areas.
P9050 | Toilet, Wall Hung, Siphon Jet | 1 | CC | Siphon jet water closet/ toilet. This unit is wall hung with an elongated bowl, top spud flushometer, seat with open front and check hinge, and carrier. Used in restrooms throughout the health care facility.
9 - SB746 - Oncology Service Storage Room, Lgstcs Svc | 9 - SB746 - Oncology Service Storage Room, Lgstcs Svc | 9 - SB746 - Oncology Service Storage Room, Lgstcs Svc | 9 - SB746 - Oncology Service Storage Room, Lgstcs Svc | 9 - SB746 - Oncology Service Storage Room, Lgstcs Svc
JSN | NAME | QTY | ACQ/INS | DESCRIPTION
A1010 | Telecommunication Outlet | 1 | VV | Telecommunication outlet location.
A1014 | Telephone, Wall Mounted, 1 Line, With Speaker | 1 | VV | Telephone, wall mounted, 1 line, with speaker.
M2055 | Shelving, Storage, Wire, CRS, w/Adjustable Shelves | 4 | VV | Stationary, wire, shelving unit. Unit has fully adjustable shelves constructed of stainless steel. For use in general purpose storage areas. Shelving is provided in various sizes and configurations. Price provided is for a unit approximately 74"H x 18"D x 48"W with four shelves.