## Report Info
Contents - VA PG-18-5 Department of Veterans Affairs HEALTH ADMINISTRATION SERVICE (246) Master Report Generated: 15 Mar 2022 10:11AM ET

## HEALTH ADMINISTRATION SERVICE (
HEALTH ADMINISTRATION SERVICE (246) | HEALTH ADMINISTRATION SERVICE (246) | HEALTH ADMINISTRATION SERVICE (246) | HEALTH ADMINISTRATION SERVICE (246) | HEALTH ADMINISTRATION SERVICE (246)
1 - OFFICE OF THE CHIEF | 1 - OFFICE OF THE CHIEF | 1 - OFFICE OF THE CHIEF | 1 - OFFICE OF THE CHIEF | 1 - OFFICE OF THE CHIEF
1 - SS204 - HAS Director Office, Stff Sprt | 1 - SS204 - HAS Director Office, Stff Sprt | 1 - SS204 - HAS Director Office, Stff Sprt | 1 - SS204 - HAS Director Office, Stff Sprt | 1 - SS204 - HAS Director Office, Stff Sprt
JSN | NAME | QTY | ACQ/INS | DESCRIPTION
A1010 | Telecommunication Outlet | 2 | VV | Telecommunication outlet location.
A1015 | Telephone, Desk, Multiple Line | 1 | VV | Telephone, desk, multiple line.
A5145 | Hook, Garment, Double, SS, Surface Mounted | 1 | CC | A surface mounted, satin finish stainless steel, double garment hook. Equipped with a concealed mounting bracket that is secured to a concealed wall plate. For general purpose use throughout the facility to hang various items of apparel.
E0078 | Workstation, L-Shaped w/Peninsula, Free Std, 78x72 | 1 | VV | This section will provide a whole work station typical to quickly plan work areas in clinical or administrative spaces. There will be a price decrease if typical work stations are used with vertical hanging strips instead of panels. THIS TYPICAL INCLUDES: 4 standard solid panels; 2 panel connectors, 2-way corner; 1 panel-to-panel connector; 2 finished end hardware; 1 cantilevered work surface; 1 peninsula work surface; 2 lockable flipper units; 2 shelf, storage/display; 2 lights; 1 tack board, 48"W; 1 tool rail, 30"W; 1 paper tray; 1 diagonal tray; 1 adjustable keyboard tray; 1 mobile pedestal, box/file.
F0110 | Bookcase, 3 Shelf | 1 | VV | Freestanding open metal shelf book case, approximately 60" high X 36" wide X 18" deep with three (3) adjustable shelves and four (4) non-marking floor glides.
F0205 | Chair, Side With Arms | 2 | VV | Upholstered side chair, 32" high X 21" wide X 23" deep with arms, padded seats and padded backs. Seat height is a minimum of 17". Available with or without sled base.
F0275 | Chair, Swivel, High Back | 1 | VV | Highback contemporary swivel chair, 41" high X 23" wide X 23" deep with five (5) caster swivel base and arms. Chair may be used at desks or in conference rooms. Back and seat are foam padded and upholstered with either woven textile fabric or vinyl.
F0420 | Cabinet, Filing, Lateral, Half Height | 1 | VV | Half height two (2) or three (3) drawer lateral filing cabinet, 28" high X 42" wide X 18" deep with recessed handles, locking device and drawer label holders. Drawers are adaptable to either letter or legal size materials.
F2000 | Basket, Wastepaper, Fire Resistant | 1 | VV | Wastepaper basket, fire resistant, approximately 40 quart capacity. This unit is used to collect and temporarily store small quantities of paper refuse in patient rooms, administrative areas and nursing stations. Size and shape varies depending on the application and manufacturer selected.
F3200 | Clock, Battery, 12" Diameter | 1 | VV | Clock, 12" diameter. Round surface, easy to read numbers with sweep second hand. Wall mounted unit for use when impractical to install a fully synchronized clock system. Battery operated, (batteries not included).
M1801 | Computer, Microprocessing, w/Flat Panel Monitor | 1 | VV | Desk top microprocessing computer. The unit shall consist of a central processing mini tower, flat panel monitor, keyboard, mouse and speakers. The system shall have the following minimum characteristics: a 2.8 GHz Pentium processor; 512 MB memory; 80GB hard drive; 32/48x CD-ROMDVD combo; 1.44MB network interface card; video 32 MB NVIDIA; a 18 inch flat panel monitor. The computer is used throughout the facility to input, manipulate and retrieve information.
2 - SS204 - HAS Health Benefits Chief Office, Stff Sprt | 2 - SS204 - HAS Health Benefits Chief Office, Stff Sprt | 2 - SS204 - HAS Health Benefits Chief Office, Stff Sprt | 2 - SS204 - HAS Health Benefits Chief Office, Stff Sprt | 2 - SS204 - HAS Health Benefits Chief Office, Stff Sprt
JSN | NAME | QTY | ACQ/INS | DESCRIPTION
A1010 | Telecommunication Outlet | 2 | VV | Telecommunication outlet location.
A1015 | Telephone, Desk, Multiple Line | 1 | VV | Telephone, desk, multiple line.
A5145 | Hook, Garment, Double, SS, Surface Mounted | 1 | CC | A surface mounted, satin finish stainless steel, double garment hook. Equipped with a concealed mounting bracket that is secured to a concealed wall plate. For general purpose use throughout the facility to hang various items of apparel.
E0078 | Workstation, L-Shaped w/Peninsula, Free Std, 78x72 | 1 | VV | This section will provide a whole work station typical to quickly plan work areas in clinical or administrative spaces. There will be a price decrease if typical work stations are used with vertical hanging strips instead of panels. THIS TYPICAL INCLUDES: 4 standard solid panels; 2 panel connectors, 2-way corner; 1 panel-to-panel connector; 2 finished end hardware; 1 cantilevered work surface; 1 peninsula work surface; 2 lockable flipper units; 2 shelf, storage/display; 2 lights; 1 tack board, 48"W; 1 tool rail, 30"W; 1 paper tray; 1 diagonal tray; 1 adjustable keyboard tray; 1 mobile pedestal, box/file.
F0110 | Bookcase, 3 Shelf | 1 | VV | Freestanding open metal shelf book case, approximately 60" high X 36" wide X 18" deep with three (3) adjustable shelves and four (4) non-marking floor glides.
F0205 | Chair, Side With Arms | 2 | VV | Upholstered side chair, 32" high X 21" wide X 23" deep with arms, padded seats and padded backs. Seat height is a minimum of 17". Available with or without sled base.
F0275 | Chair, Swivel, High Back | 1 | VV | Highback contemporary swivel chair, 41" high X 23" wide X 23" deep with five (5) caster swivel base and arms. Chair may be used at desks or in conference rooms. Back and seat are foam padded and upholstered with either woven textile fabric or vinyl.
F0420 | Cabinet, Filing, Lateral, Half Height | 1 | VV | Half height two (2) or three (3) drawer lateral filing cabinet, 28" high X 42" wide X 18" deep with recessed handles, locking device and drawer label holders. Drawers are adaptable to either letter or legal size materials.
F2000 | Basket, Wastepaper, Fire Resistant | 1 | VV | Wastepaper basket, fire resistant, approximately 40 quart capacity. This unit is used to collect and temporarily store small quantities of paper refuse in patient rooms, administrative areas and nursing stations. Size and shape varies depending on the application and manufacturer selected.
F3200 | Clock, Battery, 12" Diameter | 1 | VV | Clock, 12" diameter. Round surface, easy to read numbers with sweep second hand. Wall mounted unit for use when impractical to install a fully synchronized clock system. Battery operated, (batteries not included).
M1801 | Computer, Microprocessing, w/Flat Panel Monitor | 1 | VV | Desk top microprocessing computer. The unit shall consist of a central processing mini tower, flat panel monitor, keyboard, mouse and speakers. The system shall have the following minimum characteristics: a 2.8 GHz Pentium processor; 512 MB memory; 80GB hard drive; 32/48x CD-ROMDVD combo; 1.44MB network interface card; video 32 MB NVIDIA; a 18 inch flat panel monitor. The computer is used throughout the facility to input, manipulate and retrieve information.
3 - SB003 - HAS Visitor Waiting, Bldg Sprt | 3 - SB003 - HAS Visitor Waiting, Bldg Sprt | 3 - SB003 - HAS Visitor Waiting, Bldg Sprt | 3 - SB003 - HAS Visitor Waiting, Bldg Sprt | 3 - SB003 - HAS Visitor Waiting, Bldg Sprt
JSN | NAME | QTY | ACQ/INS | DESCRIPTION
A5077 | Dispenser, Hand Sanitizer, Hands-Free | 1 | VV | A touch free wall-mounted hand sanitizer dispenser. For use throughout a healthcare facility. Unit does not include the sanitizing liquid. Units are battery operated.
A6046 | Artwork, Decorative, With Frame | 1 | VV | This JSN is to be used for determining and defining location of decorative artwork.
F0206 | Chair, Side, Bariatric, With Arms | 1 | VV | A bariatric side chair with arms for use in a waiting room, lobby or other patient area. Chair will have a padded seat and back and have a capacity of 800 pounds.
F0305 | Chair, Waiting Room, Single | 1 | VV | Single seat waiting room chair with foam padded seat and back. Upholstered with either woven fabric textile or vinyl. Arms and floor glides included.
F2000 | Basket, Wastepaper, Fire Resistant | 1 | VV | Wastepaper basket, fire resistant, approximately 40 quart capacity. This unit is used to collect and temporarily store small quantities of paper refuse in patient rooms, administrative areas and nursing stations. Size and shape varies depending on the application and manufacturer selected.
F2300 | Rack, Magazine, Wall Mounted | 1 | VV | Wall mounted magazine rack with nine (9) magazine holding compartments.
F3200 | Clock, Battery, 12" Diameter | 1 | VV | Clock, 12" diameter. Round surface, easy to read numbers with sweep second hand. Wall mounted unit for use when impractical to install a fully synchronized clock system. Battery operated, (batteries not included).
4 - SS218 - HAS Administration Support Workstation, Stff Sprt | 4 - SS218 - HAS Administration Support Workstation, Stff Sprt | 4 - SS218 - HAS Administration Support Workstation, Stff Sprt | 4 - SS218 - HAS Administration Support Workstation, Stff Sprt | 4 - SS218 - HAS Administration Support Workstation, Stff Sprt
JSN | NAME | QTY | ACQ/INS | DESCRIPTION
A1010 | Telecommunication Outlet | 2 | VV | Telecommunication outlet location.
A1015 | Telephone, Desk, Multiple Line | 1 | VV | Telephone, desk, multiple line.
E0123 | Workstation, Straight, Free Standing, 72" W | 1 | VV | This JSN will provide a whole work station typical to quickly plan work in areas in clinical or administrative spaces. There will be a price decrease if typical work stations are used with vertical hanging strips instead of panels. THIS TYPICAL INCLUDES: 4 Standard Solid Panels 2 Panel Connectors, 2-Way Corner 1 Panel-to-Panel Connector 2 Finished End Hardware 1 Cantilevered, Work Surface 2 Lockable Flipper Units 2 Shelf, Storage/Displays 2 Lights 1 Tack board 1 Tool Rail 1 Paper Tray 1 Diagonal Tray 1 Adjustable Keyboard Tray 1 Mobile Pedestal, Box/File
F0275 | Chair, Swivel, High Back | 1 | VV | Highback contemporary swivel chair, 41" high X 23" wide X 23" deep with five (5) caster swivel base and arms. Chair may be used at desks or in conference rooms. Back and seat are foam padded and upholstered with either woven textile fabric or vinyl.
F0420 | Cabinet, Filing, Lateral, Half Height | 1 | VV | Half height two (2) or three (3) drawer lateral filing cabinet, 28" high X 42" wide X 18" deep with recessed handles, locking device and drawer label holders. Drawers are adaptable to either letter or legal size materials.
F2000 | Basket, Wastepaper, Fire Resistant | 1 | VV | Wastepaper basket, fire resistant, approximately 40 quart capacity. This unit is used to collect and temporarily store small quantities of paper refuse in patient rooms, administrative areas and nursing stations. Size and shape varies depending on the application and manufacturer selected.
M1801 | Computer, Microprocessing, w/Flat Panel Monitor | 1 | VV | Desk top microprocessing computer. The unit shall consist of a central processing mini tower, flat panel monitor, keyboard, mouse and speakers. The system shall have the following minimum characteristics: a 2.8 GHz Pentium processor; 512 MB memory; 80GB hard drive; 32/48x CD-ROMDVD combo; 1.44MB network interface card; video 32 MB NVIDIA; a 18 inch flat panel monitor. The computer is used throughout the facility to input, manipulate and retrieve information.
5 - SS218 - HAS Medical Administrative Assistant Workstation, Stff Sprt | 5 - SS218 - HAS Medical Administrative Assistant Workstation, Stff Sprt | 5 - SS218 - HAS Medical Administrative Assistant Workstation, Stff Sprt | 5 - SS218 - HAS Medical Administrative Assistant Workstation, Stff Sprt | 5 - SS218 - HAS Medical Administrative Assistant Workstation, Stff Sprt
JSN | NAME | QTY | ACQ/INS | DESCRIPTION
A1010 | Telecommunication Outlet | 2 | VV | Telecommunication outlet location.
A1015 | Telephone, Desk, Multiple Line | 1 | VV | Telephone, desk, multiple line.
E0123 | Workstation, Straight, Free Standing, 72" W | 1 | VV | This JSN will provide a whole work station typical to quickly plan work in areas in clinical or administrative spaces. There will be a price decrease if typical work stations are used with vertical hanging strips instead of panels. THIS TYPICAL INCLUDES: 4 Standard Solid Panels 2 Panel Connectors, 2-Way Corner 1 Panel-to-Panel Connector 2 Finished End Hardware 1 Cantilevered, Work Surface 2 Lockable Flipper Units 2 Shelf, Storage/Displays 2 Lights 1 Tack board 1 Tool Rail 1 Paper Tray 1 Diagonal Tray 1 Adjustable Keyboard Tray 1 Mobile Pedestal, Box/File
F0275 | Chair, Swivel, High Back | 1 | VV | Highback contemporary swivel chair, 41" high X 23" wide X 23" deep with five (5) caster swivel base and arms. Chair may be used at desks or in conference rooms. Back and seat are foam padded and upholstered with either woven textile fabric or vinyl.
F0420 | Cabinet, Filing, Lateral, Half Height | 1 | VV | Half height two (2) or three (3) drawer lateral filing cabinet, 28" high X 42" wide X 18" deep with recessed handles, locking device and drawer label holders. Drawers are adaptable to either letter or legal size materials.
F2000 | Basket, Wastepaper, Fire Resistant | 1 | VV | Wastepaper basket, fire resistant, approximately 40 quart capacity. This unit is used to collect and temporarily store small quantities of paper refuse in patient rooms, administrative areas and nursing stations. Size and shape varies depending on the application and manufacturer selected.
M1801 | Computer, Microprocessing, w/Flat Panel Monitor | 1 | VV | Desk top microprocessing computer. The unit shall consist of a central processing mini tower, flat panel monitor, keyboard, mouse and speakers. The system shall have the following minimum characteristics: a 2.8 GHz Pentium processor; 512 MB memory; 80GB hard drive; 32/48x CD-ROMDVD combo; 1.44MB network interface card; video 32 MB NVIDIA; a 18 inch flat panel monitor. The computer is used throughout the facility to input, manipulate and retrieve information.
6 - SS218 - HAS Program Application Specialist (PAC) Workstation, Stff Sprt | 6 - SS218 - HAS Program Application Specialist (PAC) Workstation, Stff Sprt | 6 - SS218 - HAS Program Application Specialist (PAC) Workstation, Stff Sprt | 6 - SS218 - HAS Program Application Specialist (PAC) Workstation, Stff Sprt | 6 - SS218 - HAS Program Application Specialist (PAC) Workstation, Stff Sprt
JSN | NAME | QTY | ACQ/INS | DESCRIPTION
A1010 | Telecommunication Outlet | 2 | VV | Telecommunication outlet location.
A1015 | Telephone, Desk, Multiple Line | 1 | VV | Telephone, desk, multiple line.
E0123 | Workstation, Straight, Free Standing, 72" W | 1 | VV | This JSN will provide a whole work station typical to quickly plan work in areas in clinical or administrative spaces. There will be a price decrease if typical work stations are used with vertical hanging strips instead of panels. THIS TYPICAL INCLUDES: 4 Standard Solid Panels 2 Panel Connectors, 2-Way Corner 1 Panel-to-Panel Connector 2 Finished End Hardware 1 Cantilevered, Work Surface 2 Lockable Flipper Units 2 Shelf, Storage/Displays 2 Lights 1 Tack board 1 Tool Rail 1 Paper Tray 1 Diagonal Tray 1 Adjustable Keyboard Tray 1 Mobile Pedestal, Box/File
F0275 | Chair, Swivel, High Back | 1 | VV | Highback contemporary swivel chair, 41" high X 23" wide X 23" deep with five (5) caster swivel base and arms. Chair may be used at desks or in conference rooms. Back and seat are foam padded and upholstered with either woven textile fabric or vinyl.
F0420 | Cabinet, Filing, Lateral, Half Height | 1 | VV | Half height two (2) or three (3) drawer lateral filing cabinet, 28" high X 42" wide X 18" deep with recessed handles, locking device and drawer label holders. Drawers are adaptable to either letter or legal size materials.
F2000 | Basket, Wastepaper, Fire Resistant | 1 | VV | Wastepaper basket, fire resistant, approximately 40 quart capacity. This unit is used to collect and temporarily store small quantities of paper refuse in patient rooms, administrative areas and nursing stations. Size and shape varies depending on the application and manufacturer selected.
M1801 | Computer, Microprocessing, w/Flat Panel Monitor | 1 | VV | Desk top microprocessing computer. The unit shall consist of a central processing mini tower, flat panel monitor, keyboard, mouse and speakers. The system shall have the following minimum characteristics: a 2.8 GHz Pentium processor; 512 MB memory; 80GB hard drive; 32/48x CD-ROMDVD combo; 1.44MB network interface card; video 32 MB NVIDIA; a 18 inch flat panel monitor. The computer is used throughout the facility to input, manipulate and retrieve information.
8 - SS101 - HAS Staff Conference Room, Educ Svc | 8 - SS101 - HAS Staff Conference Room, Educ Svc | 8 - SS101 - HAS Staff Conference Room, Educ Svc | 8 - SS101 - HAS Staff Conference Room, Educ Svc | 8 - SS101 - HAS Staff Conference Room, Educ Svc
JSN | NAME | QTY | ACQ/INS | DESCRIPTION
A1010 | Telecommunication Outlet | 1 | VV | Telecommunication outlet location.
A5212 | Bracket, Television, Wall-Mounted, Tilt/Angle | 1 | VV | A wall mounted, tilt/angled TV bracket for 37" to 80" TVs. Mount will be a universal and VESA compliant unit with a load capacity of up to 130 lbs.
A5220 | Bracket, Television, Wall Backing | 1 | CC | Wall mounted television bracket backing which provides additional support and strength for the installation of the television bracket. Option available for interior or exterior plate and sized for 12” 16” or 24” stud spacing.
A6046 | Artwork, Decorative, With Frame | 1 | VV | This JSN is to be used for determining and defining location of decorative artwork.
F0220 | Chair, Conference | 10 | VV | Conference chair designed to complement the executive furniture package selected. Foam rubber cushioned seats and backs covered with either woven fabric or vinyl. Base with 5 (five) swivel casters.
F0765 | Table, Folding / Nesting | 2 | VV | Folding table intended for a variety of uses. Designed with a flip top that allows tables to store nested to minimize needed storage space. Available in multiple laminate finish colors/patterns, bases, surface shapes (description and pricing based on a rectangle shape) and edge finish, . Available with leveling glides or casters (2 locking, 2 non-locking).
F2000 | Basket, Wastepaper, Fire Resistant | 1 | VV | Wastepaper basket, fire resistant, approximately 40 quart capacity. This unit is used to collect and temporarily store small quantities of paper refuse in patient rooms, administrative areas and nursing stations. Size and shape varies depending on the application and manufacturer selected.
F3200 | Clock, Battery, 12" Diameter | 1 | VV | Clock, 12" diameter. Round surface, easy to read numbers with sweep second hand. Wall mounted unit for use when impractical to install a fully synchronized clock system. Battery operated, (batteries not included).
M0512 | Television, HDTV, Large Screen, 60" | 1 | VV | A high definition (HDTV) multimedia, slim design, 60"W to 65"W color television. The TV will have a 16.9 wide screen aspect ratio with full HD 1080p resolution and HDMI connections. TV may be LED, Plasma or LCD. TV will include a stand.
9 - SB191 - HAS Staff Toilet, Bldg Sprt | 9 - SB191 - HAS Staff Toilet, Bldg Sprt | 9 - SB191 - HAS Staff Toilet, Bldg Sprt | 9 - SB191 - HAS Staff Toilet, Bldg Sprt | 9 - SB191 - HAS Staff Toilet, Bldg Sprt
JSN | NAME | QTY | ACQ/INS | DESCRIPTION
A1067 | Mirror, Float Glass, ADA Accessible | 1 | CC | A high quality 1/4" polished float glass mirror with a stainless steel frame. Frame holds mirror in a tilted position for accessibility and compliance with ADA requirements. Mirror has a galvanized steel back secured to frame with concealed screws with integral horizontal hanging brackets. Mirror shall be approximately 18" wide and 36" high. Other sizes are available.
A4995 | Table, Diaper Changing, Wall Mounted | 1 | CC | Wall mounted diaper changing table for use in public restrooms. Unit is a fold down system that folds upward when not in use for minimal intrusion into the room. Changing surface is contoured and has safety belt to insure that an infant will not fall from the table. Table is designed to hold no less than 250 pounds static weight. Closed dimensions are approximately 21" H x 36" W x 5" D. Open dimensions vary according to style. One system's open dimensions are 15 " high, 32" wide and 19" deep.
A5075 | Dispenser, Soap, Disposable | 1 | VV | Disposable soap dispenser. One-handed dispensing operation. Designed to accommodate disposable soap cartridge and valve.
A5082 | Dispenser, Paper Towel, Sensor, Hands Free | 1 | CC | A surface mounted, sensor activated, automatic, roll paper towel dispenser. The unit dispenses a paper towel automatically only when hands are place in position below the dispenser for maximum sanitation and hygiene. May include adjustable settings for sheet length, time delay, and sensor range. Unit is battery operated or with optional AC power adapter.
A5090 | Disposal, Sanitary Napkin, SS, Surface Mounted | 1 | CC | A surface mounted, satin finish stainless steel, sanitary napkin disposal. Disposal features a flip-up cover, secured to the container by a heavy duty stainless steel piano-hinge. Disposal may be secured to wall or toilet partition. For general purpose use in female toilet stalls or rooms and uni-sex toilet rooms.
A5109 | Grab Bar, 1-1/4" Dia., SS, 2 Wall, W/C Accessible | 1 | CC | A 1-1/4" diameter, satin finish stainless steel, peened gripping surface, 2 wall toilet stall/ room, grab bar with concealed mounting flanges. Snap over flanges are provided to conceal mounting screws. A selection of mounting kits and concealed anchor devices are available from the manufacturers for different types of installations. Grab bar shall comply with barrier-free accessibility guidelines for structural strength. For typical water closet applications in toilet stalls and rooms where ADA (American's With Disabilities Act) requirements must be met.
A5145 | Hook, Garment, Double, SS, Surface Mounted | 1 | CC | A surface mounted, satin finish stainless steel, double garment hook. Equipped with a concealed mounting bracket that is secured to a concealed wall plate. For general purpose use throughout the facility to hang various items of apparel.
A5200 | Dispenser, Toilet Tissue, SS, 2-Roll, Surface Mntd | 1 | CC | A concealed surface mounted, double roll, satin finish stainless steel, toilet tissue dispenser. Unit accommodates two standard-core toilet tissue rolls through 5" in diameter. Spindles are chrome plated plastic with a heavy-duty internal spring and turn freely for non-controlled delivery. For general purpose use in restrooms.
F2010 | Basket, Wastepaper, Step-On | 1 | VV | "Step-on" wastepaper basket with inner liner and foot petal activated flip top.
P3200 | Lavatory, Vitreous China, Slab Type w/Sens Op Fauc | 1 | CC | Wall mounted, slab type, vitreous china, lavatory (approximately 7 x 15 x 10 inches) with faucet holes on 4 inch centers; electronic sensor operated, goose neck spout and grid strainer. It shall be suitable for use in clinics, offices and patient care areas.
P9050 | Toilet, Wall Hung, Siphon Jet | 1 | CC | Siphon jet water closet/ toilet. This unit is wall hung with an elongated bowl, top spud flushometer, seat with open front and check hinge, and carrier. Used in restrooms throughout the health care facility.
2 - HEALTH BENEFITS SECTION: CENTRALIZED REGISTRATION UNIT (CRU) | 2 - HEALTH BENEFITS SECTION: CENTRALIZED REGISTRATION UNIT (CRU) | 2 - HEALTH BENEFITS SECTION: CENTRALIZED REGISTRATION UNIT (CRU) | 2 - HEALTH BENEFITS SECTION: CENTRALIZED REGISTRATION UNIT (CRU) | 2 - HEALTH BENEFITS SECTION: CENTRALIZED REGISTRATION UNIT (CRU)
1 - SB003 - HAS CRU Visitor Waiting, Bldg Sprt | 1 - SB003 - HAS CRU Visitor Waiting, Bldg Sprt | 1 - SB003 - HAS CRU Visitor Waiting, Bldg Sprt | 1 - SB003 - HAS CRU Visitor Waiting, Bldg Sprt | 1 - SB003 - HAS CRU Visitor Waiting, Bldg Sprt
JSN | NAME | QTY | ACQ/INS | DESCRIPTION
A5077 | Dispenser, Hand Sanitizer, Hands-Free | 1 | VV | A touch free wall-mounted hand sanitizer dispenser. For use throughout a healthcare facility. Unit does not include the sanitizing liquid. Units are battery operated.
A6046 | Artwork, Decorative, With Frame | 1 | VV | This JSN is to be used for determining and defining location of decorative artwork.
F0206 | Chair, Side, Bariatric, With Arms | 1 | VV | A bariatric side chair with arms for use in a waiting room, lobby or other patient area. Chair will have a padded seat and back and have a capacity of 800 pounds.
F0305 | Chair, Waiting Room, Single | 1 | VV | Single seat waiting room chair with foam padded seat and back. Upholstered with either woven fabric textile or vinyl. Arms and floor glides included.
F2000 | Basket, Wastepaper, Fire Resistant | 1 | VV | Wastepaper basket, fire resistant, approximately 40 quart capacity. This unit is used to collect and temporarily store small quantities of paper refuse in patient rooms, administrative areas and nursing stations. Size and shape varies depending on the application and manufacturer selected.
F2300 | Rack, Magazine, Wall Mounted | 1 | VV | Wall mounted magazine rack with nine (9) magazine holding compartments.
F3200 | Clock, Battery, 12" Diameter | 1 | VV | Clock, 12" diameter. Round surface, easy to read numbers with sweep second hand. Wall mounted unit for use when impractical to install a fully synchronized clock system. Battery operated, (batteries not included).
2 - SS221 - HAS CRU Reception, Stff Sprt | 2 - SS221 - HAS CRU Reception, Stff Sprt | 2 - SS221 - HAS CRU Reception, Stff Sprt | 2 - SS221 - HAS CRU Reception, Stff Sprt | 2 - SS221 - HAS CRU Reception, Stff Sprt
JSN | NAME | QTY | ACQ/INS | DESCRIPTION
A1010 | Telecommunication Outlet | 1 | VV | Telecommunication outlet location.
A1015 | Telephone, Desk, Multiple Line | 1 | VV | Telephone, desk, multiple line.
A6105 | Counter, Reception Control, Built-In | 1 | CC | Counter, control, inpatient, built-in. Consists of two 18” wide base cabinets with two drawers and file drawer, two 30” wide pencil drawers and two 18” wide base cabinet with four drawers. The countertop shall be a composition of wood particle core with plastic laminate surface having a hard smooth surface finish, standard thickness of 1” and a 4” butt backsplash/curb. Pricing based on a 30" depth.
F0275 | Chair, Swivel, High Back | 1 | VV | Highback contemporary swivel chair, 41" high X 23" wide X 23" deep with five (5) caster swivel base and arms. Chair may be used at desks or in conference rooms. Back and seat are foam padded and upholstered with either woven textile fabric or vinyl.
F2000 | Basket, Wastepaper, Fire Resistant | 1 | VV | Wastepaper basket, fire resistant, approximately 40 quart capacity. This unit is used to collect and temporarily store small quantities of paper refuse in patient rooms, administrative areas and nursing stations. Size and shape varies depending on the application and manufacturer selected.
F3200 | Clock, Battery, 12" Diameter | 1 | VV | Clock, 12" diameter. Round surface, easy to read numbers with sweep second hand. Wall mounted unit for use when impractical to install a fully synchronized clock system. Battery operated, (batteries not included).
M1801 | Computer, Microprocessing, w/Flat Panel Monitor | 1 | VV | Desk top microprocessing computer. The unit shall consist of a central processing mini tower, flat panel monitor, keyboard, mouse and speakers. The system shall have the following minimum characteristics: a 2.8 GHz Pentium processor; 512 MB memory; 80GB hard drive; 32/48x CD-ROMDVD combo; 1.44MB network interface card; video 32 MB NVIDIA; a 18 inch flat panel monitor. The computer is used throughout the facility to input, manipulate and retrieve information.
3 - SS204 - HAS CRU Health Benefits Supervisor Office, Stff Sprt | 3 - SS204 - HAS CRU Health Benefits Supervisor Office, Stff Sprt | 3 - SS204 - HAS CRU Health Benefits Supervisor Office, Stff Sprt | 3 - SS204 - HAS CRU Health Benefits Supervisor Office, Stff Sprt | 3 - SS204 - HAS CRU Health Benefits Supervisor Office, Stff Sprt
JSN | NAME | QTY | ACQ/INS | DESCRIPTION
A1010 | Telecommunication Outlet | 2 | VV | Telecommunication outlet location.
A1015 | Telephone, Desk, Multiple Line | 1 | VV | Telephone, desk, multiple line.
A5145 | Hook, Garment, Double, SS, Surface Mounted | 1 | CC | A surface mounted, satin finish stainless steel, double garment hook. Equipped with a concealed mounting bracket that is secured to a concealed wall plate. For general purpose use throughout the facility to hang various items of apparel.
E0078 | Workstation, L-Shaped w/Peninsula, Free Std, 78x72 | 1 | VV | This section will provide a whole work station typical to quickly plan work areas in clinical or administrative spaces. There will be a price decrease if typical work stations are used with vertical hanging strips instead of panels. THIS TYPICAL INCLUDES: 4 standard solid panels; 2 panel connectors, 2-way corner; 1 panel-to-panel connector; 2 finished end hardware; 1 cantilevered work surface; 1 peninsula work surface; 2 lockable flipper units; 2 shelf, storage/display; 2 lights; 1 tack board, 48"W; 1 tool rail, 30"W; 1 paper tray; 1 diagonal tray; 1 adjustable keyboard tray; 1 mobile pedestal, box/file.
F0110 | Bookcase, 3 Shelf | 1 | VV | Freestanding open metal shelf book case, approximately 60" high X 36" wide X 18" deep with three (3) adjustable shelves and four (4) non-marking floor glides.
F0205 | Chair, Side With Arms | 2 | VV | Upholstered side chair, 32" high X 21" wide X 23" deep with arms, padded seats and padded backs. Seat height is a minimum of 17". Available with or without sled base.
F0275 | Chair, Swivel, High Back | 1 | VV | Highback contemporary swivel chair, 41" high X 23" wide X 23" deep with five (5) caster swivel base and arms. Chair may be used at desks or in conference rooms. Back and seat are foam padded and upholstered with either woven textile fabric or vinyl.
F0420 | Cabinet, Filing, Lateral, Half Height | 1 | VV | Half height two (2) or three (3) drawer lateral filing cabinet, 28" high X 42" wide X 18" deep with recessed handles, locking device and drawer label holders. Drawers are adaptable to either letter or legal size materials.
F2000 | Basket, Wastepaper, Fire Resistant | 1 | VV | Wastepaper basket, fire resistant, approximately 40 quart capacity. This unit is used to collect and temporarily store small quantities of paper refuse in patient rooms, administrative areas and nursing stations. Size and shape varies depending on the application and manufacturer selected.
F3200 | Clock, Battery, 12" Diameter | 1 | VV | Clock, 12" diameter. Round surface, easy to read numbers with sweep second hand. Wall mounted unit for use when impractical to install a fully synchronized clock system. Battery operated, (batteries not included).
M1801 | Computer, Microprocessing, w/Flat Panel Monitor | 1 | VV | Desk top microprocessing computer. The unit shall consist of a central processing mini tower, flat panel monitor, keyboard, mouse and speakers. The system shall have the following minimum characteristics: a 2.8 GHz Pentium processor; 512 MB memory; 80GB hard drive; 32/48x CD-ROMDVD combo; 1.44MB network interface card; video 32 MB NVIDIA; a 18 inch flat panel monitor. The computer is used throughout the facility to input, manipulate and retrieve information.
4 - SC271 - HAS CRU Decedent Affairs Consult Room, Clncl Sprt | 4 - SC271 - HAS CRU Decedent Affairs Consult Room, Clncl Sprt | 4 - SC271 - HAS CRU Decedent Affairs Consult Room, Clncl Sprt | 4 - SC271 - HAS CRU Decedent Affairs Consult Room, Clncl Sprt | 4 - SC271 - HAS CRU Decedent Affairs Consult Room, Clncl Sprt
JSN | NAME | QTY | ACQ/INS | DESCRIPTION
A1010 | Telecommunication Outlet | 2 | VV | Telecommunication outlet location.
A1012 | Telephone, Wall Mounted, 1 Line | 1 | VV | Telephone, wall mounted, 1 line.
A5145 | Hook, Garment, Double, SS, Surface Mounted | 1 | CC | A surface mounted, satin finish stainless steel, double garment hook. Equipped with a concealed mounting bracket that is secured to a concealed wall plate. For general purpose use throughout the facility to hang various items of apparel.
F0115 | Bookcase, Open, 5 Shelf | 1 | VV | Freestanding open shelf bookcase, approximately 82" high X 37" wide X 18" deep with 5 (five) adjustable shelves. Unit can be separate or part of a system with available add-on shelving.
F0205 | Chair, Side With Arms | 3 | VV | Upholstered side chair, 32" high X 21" wide X 23" deep with arms, padded seats and padded backs. Seat height is a minimum of 17". Available with or without sled base.
F0750 | Table, Office, (size as required) | 1 | VV | Office table, sized as required. May be used as either a four (4) to six (6) person conference table or as an extra work surface area.
F2000 | Basket, Wastepaper, Fire Resistant | 1 | VV | Wastepaper basket, fire resistant, approximately 40 quart capacity. This unit is used to collect and temporarily store small quantities of paper refuse in patient rooms, administrative areas and nursing stations. Size and shape varies depending on the application and manufacturer selected.
F3200 | Clock, Battery, 12" Diameter | 1 | VV | Clock, 12" diameter. Round surface, easy to read numbers with sweep second hand. Wall mounted unit for use when impractical to install a fully synchronized clock system. Battery operated, (batteries not included).
M0506 | Television, Flat Screen | 1 | VV | Flat screen television with approximately 32'" to 40' diagonal screen size. The TV will have built-in speakers, NTSC tuner, a 16:9 wide screen aspect ratio, a minimum of 1280 x 768 resolution and a remote control.
M1802 | Work Station, Computer, Retractable, Wall Mounted | 1 | VV | A wall mounted retractable work station. Work station is used as a computer station in treatment rooms, exam rooms and areas where physical space in limited.
5 - SS218 - HAS CRU MCCR Section Clerk Workstation, Stff Sprt | 5 - SS218 - HAS CRU MCCR Section Clerk Workstation, Stff Sprt | 5 - SS218 - HAS CRU MCCR Section Clerk Workstation, Stff Sprt | 5 - SS218 - HAS CRU MCCR Section Clerk Workstation, Stff Sprt | 5 - SS218 - HAS CRU MCCR Section Clerk Workstation, Stff Sprt
JSN | NAME | QTY | ACQ/INS | DESCRIPTION
A1010 | Telecommunication Outlet | 2 | VV | Telecommunication outlet location.
A1015 | Telephone, Desk, Multiple Line | 1 | VV | Telephone, desk, multiple line.
E0123 | Workstation, Straight, Free Standing, 72" W | 1 | VV | This JSN will provide a whole work station typical to quickly plan work in areas in clinical or administrative spaces. There will be a price decrease if typical work stations are used with vertical hanging strips instead of panels. THIS TYPICAL INCLUDES: 4 Standard Solid Panels 2 Panel Connectors, 2-Way Corner 1 Panel-to-Panel Connector 2 Finished End Hardware 1 Cantilevered, Work Surface 2 Lockable Flipper Units 2 Shelf, Storage/Displays 2 Lights 1 Tack board 1 Tool Rail 1 Paper Tray 1 Diagonal Tray 1 Adjustable Keyboard Tray 1 Mobile Pedestal, Box/File
F0275 | Chair, Swivel, High Back | 1 | VV | Highback contemporary swivel chair, 41" high X 23" wide X 23" deep with five (5) caster swivel base and arms. Chair may be used at desks or in conference rooms. Back and seat are foam padded and upholstered with either woven textile fabric or vinyl.
F0420 | Cabinet, Filing, Lateral, Half Height | 1 | VV | Half height two (2) or three (3) drawer lateral filing cabinet, 28" high X 42" wide X 18" deep with recessed handles, locking device and drawer label holders. Drawers are adaptable to either letter or legal size materials.
F2000 | Basket, Wastepaper, Fire Resistant | 1 | VV | Wastepaper basket, fire resistant, approximately 40 quart capacity. This unit is used to collect and temporarily store small quantities of paper refuse in patient rooms, administrative areas and nursing stations. Size and shape varies depending on the application and manufacturer selected.
M1801 | Computer, Microprocessing, w/Flat Panel Monitor | 1 | VV | Desk top microprocessing computer. The unit shall consist of a central processing mini tower, flat panel monitor, keyboard, mouse and speakers. The system shall have the following minimum characteristics: a 2.8 GHz Pentium processor; 512 MB memory; 80GB hard drive; 32/48x CD-ROMDVD combo; 1.44MB network interface card; video 32 MB NVIDIA; a 18 inch flat panel monitor. The computer is used throughout the facility to input, manipulate and retrieve information.
6 - SS204 - HAS CRU Eligibility Clerk Office, Stff Sprt | 6 - SS204 - HAS CRU Eligibility Clerk Office, Stff Sprt | 6 - SS204 - HAS CRU Eligibility Clerk Office, Stff Sprt | 6 - SS204 - HAS CRU Eligibility Clerk Office, Stff Sprt | 6 - SS204 - HAS CRU Eligibility Clerk Office, Stff Sprt
JSN | NAME | QTY | ACQ/INS | DESCRIPTION
A1010 | Telecommunication Outlet | 2 | VV | Telecommunication outlet location.
A1015 | Telephone, Desk, Multiple Line | 1 | VV | Telephone, desk, multiple line.
A5145 | Hook, Garment, Double, SS, Surface Mounted | 1 | CC | A surface mounted, satin finish stainless steel, double garment hook. Equipped with a concealed mounting bracket that is secured to a concealed wall plate. For general purpose use throughout the facility to hang various items of apparel.
E0078 | Workstation, L-Shaped w/Peninsula, Free Std, 78x72 | 1 | VV | This section will provide a whole work station typical to quickly plan work areas in clinical or administrative spaces. There will be a price decrease if typical work stations are used with vertical hanging strips instead of panels. THIS TYPICAL INCLUDES: 4 standard solid panels; 2 panel connectors, 2-way corner; 1 panel-to-panel connector; 2 finished end hardware; 1 cantilevered work surface; 1 peninsula work surface; 2 lockable flipper units; 2 shelf, storage/display; 2 lights; 1 tack board, 48"W; 1 tool rail, 30"W; 1 paper tray; 1 diagonal tray; 1 adjustable keyboard tray; 1 mobile pedestal, box/file.
F0110 | Bookcase, 3 Shelf | 1 | VV | Freestanding open metal shelf book case, approximately 60" high X 36" wide X 18" deep with three (3) adjustable shelves and four (4) non-marking floor glides.
F0205 | Chair, Side With Arms | 2 | VV | Upholstered side chair, 32" high X 21" wide X 23" deep with arms, padded seats and padded backs. Seat height is a minimum of 17". Available with or without sled base.
F0275 | Chair, Swivel, High Back | 1 | VV | Highback contemporary swivel chair, 41" high X 23" wide X 23" deep with five (5) caster swivel base and arms. Chair may be used at desks or in conference rooms. Back and seat are foam padded and upholstered with either woven textile fabric or vinyl.
F0420 | Cabinet, Filing, Lateral, Half Height | 1 | VV | Half height two (2) or three (3) drawer lateral filing cabinet, 28" high X 42" wide X 18" deep with recessed handles, locking device and drawer label holders. Drawers are adaptable to either letter or legal size materials.
F2000 | Basket, Wastepaper, Fire Resistant | 1 | VV | Wastepaper basket, fire resistant, approximately 40 quart capacity. This unit is used to collect and temporarily store small quantities of paper refuse in patient rooms, administrative areas and nursing stations. Size and shape varies depending on the application and manufacturer selected.
F3200 | Clock, Battery, 12" Diameter | 1 | VV | Clock, 12" diameter. Round surface, easy to read numbers with sweep second hand. Wall mounted unit for use when impractical to install a fully synchronized clock system. Battery operated, (batteries not included).
M1801 | Computer, Microprocessing, w/Flat Panel Monitor | 1 | VV | Desk top microprocessing computer. The unit shall consist of a central processing mini tower, flat panel monitor, keyboard, mouse and speakers. The system shall have the following minimum characteristics: a 2.8 GHz Pentium processor; 512 MB memory; 80GB hard drive; 32/48x CD-ROMDVD combo; 1.44MB network interface card; video 32 MB NVIDIA; a 18 inch flat panel monitor. The computer is used throughout the facility to input, manipulate and retrieve information.
7 - SC174 - HAS CRU Eligibility Interview Room, Clncl Sprt | 7 - SC174 - HAS CRU Eligibility Interview Room, Clncl Sprt | 7 - SC174 - HAS CRU Eligibility Interview Room, Clncl Sprt | 7 - SC174 - HAS CRU Eligibility Interview Room, Clncl Sprt | 7 - SC174 - HAS CRU Eligibility Interview Room, Clncl Sprt
JSN | NAME | QTY | ACQ/INS | DESCRIPTION
A1010 | Telecommunication Outlet | 2 | VV | Telecommunication outlet location.
A1015 | Telephone, Desk, Multiple Line | 1 | VV | Telephone, desk, multiple line.
A5075 | Dispenser, Soap, Disposable | 1 | VV | Disposable soap dispenser. One-handed dispensing operation. Designed to accommodate disposable soap cartridge and valve.
A5080 | Dispenser, Paper Towel, SS, Surface Mounted | 1 | CC | A surface mounted, satin finish stainless steel, single-fold, paper towel dispenser. Dispenser features: tumbler lock; front hinged at bottom; and refill indicator slot. Minimum capacity 400 single-fold paper towels. For general purpose use throughout the facility.
A5145 | Hook, Garment, Double, SS, Surface Mounted | 1 | CC | A surface mounted, satin finish stainless steel, double garment hook. Equipped with a concealed mounting bracket that is secured to a concealed wall plate. For general purpose use throughout the facility to hang various items of apparel.
CD040 | Cabinet, W/H, 2 Shelf, 2 DO, Sloping Top, 38x36x13 | 1 | CC | Wall hung cabinet with two adjustable shelves, solid hinged doors, and sloping top. Also referred to as a solid hinged double door wall case. For general purpose use throughout the facility.
CS010 | Sink, SS, Single Compartment, 7.5x12x12 ID | 1 | CC | Single compartment stainless steel sink, drop-in, self-rimming, ledge-type, connected with a drain and provided with a mixing faucet. It shall also be provided with pre-punched fixture holes on 4" center, integral back ledge to accommodate deck-mounted fixtures, brushed/polished interior and top surfaces, and sound deadened. Recommended for use in suspended or U/C/B sink cabinets having a high plastic laminate or Chemsurf laminate countertop/work surface. For general purpose use throughout the facility.
CT020 | Countertop, Solid Surface | 1 | CC | A solid, nonporous countertop with a smooth seamless appearance. Easy to clean and maintain and with proper cleaning does not support the growth of mold. An acrylic-based solid surface product. Standard thickness of 1", and a 4" butt backsplash/curb. Also referred to as a work surface or work top. Available in a choice of colors and depths. Used in lab and other hospital areas requiring optimum physical and chemical resisting properties.
F0205 | Chair, Side With Arms | 3 | VV | Upholstered side chair, 32" high X 21" wide X 23" deep with arms, padded seats and padded backs. Seat height is a minimum of 17". Available with or without sled base.
F0340 | Stool, Self Adjusting | 1 | VV | Self adjusting stool. Consists of a foam padded upholstered seat with attached foot rest for added comfort. Mounted on swivel casters. Designed for doctor's use during examinations.
F0740 | Table, Occasional, Lamp | 1 | VV | Occasional lamp table (end table) approximately 20" high X 27" wide X 27" deep with choice of finishes (wood, oak veneer, or high pressure laminate).
F2000 | Basket, Wastepaper, Fire Resistant | 1 | VV | Wastepaper basket, fire resistant, approximately 40 quart capacity. This unit is used to collect and temporarily store small quantities of paper refuse in patient rooms, administrative areas and nursing stations. Size and shape varies depending on the application and manufacturer selected.
F3200 | Clock, Battery, 12" Diameter | 1 | VV | Clock, 12" diameter. Round surface, easy to read numbers with sweep second hand. Wall mounted unit for use when impractical to install a fully synchronized clock system. Battery operated, (batteries not included).
M1801 | Computer, Microprocessing, w/Flat Panel Monitor | 1 | VV | Desk top microprocessing computer. The unit shall consist of a central processing mini tower, flat panel monitor, keyboard, mouse and speakers. The system shall have the following minimum characteristics: a 2.8 GHz Pentium processor; 512 MB memory; 80GB hard drive; 32/48x CD-ROMDVD combo; 1.44MB network interface card; video 32 MB NVIDIA; a 18 inch flat panel monitor. The computer is used throughout the facility to input, manipulate and retrieve information.
M1802 | Work Station, Computer, Retractable, Wall Mounted | 1 | VV | A wall mounted retractable work station. Work station is used as a computer station in treatment rooms, exam rooms and areas where physical space in limited.
8 - SS219 - HAS CRU Veteran Identification Card (VIC) Issue Workstation, Stff Sprt | 8 - SS219 - HAS CRU Veteran Identification Card (VIC) Issue Workstation, Stff Sprt | 8 - SS219 - HAS CRU Veteran Identification Card (VIC) Issue Workstation, Stff Sprt | 8 - SS219 - HAS CRU Veteran Identification Card (VIC) Issue Workstation, Stff Sprt | 8 - SS219 - HAS CRU Veteran Identification Card (VIC) Issue Workstation, Stff Sprt
JSN | NAME | QTY | ACQ/INS | DESCRIPTION
A1010 | Telecommunication Outlet | 1 | VV | Telecommunication outlet location.
A1015 | Telephone, Desk, Multiple Line | 1 | VV | Telephone, desk, multiple line.
E0075 | Workstation, L-Shaped, Freestanding, 72x48 | 1 | VV | THIS TYPICAL INCLUDES: 4 Standard Solid Panels 2 Panel-To-Panel Connectors 1 Panel Connector, 2-Way Corner 2 Finished End Hardware 2 Lockable Flipper Units 2 Shelves, Storage/Display 3 Lights 2 Tackboards 2 Tool Rails 2 Paper Trays 1 Diagonal Tray 2 Cantilevered Work Surfaces 1 Adjustable Keyboard Tray 1 Hanging Pedestal, Box/File 1 Pencil Drawer 2 Support Panels
F0275 | Chair, Swivel, High Back | 1 | VV | Highback contemporary swivel chair, 41" high X 23" wide X 23" deep with five (5) caster swivel base and arms. Chair may be used at desks or in conference rooms. Back and seat are foam padded and upholstered with either woven textile fabric or vinyl.
F0420 | Cabinet, Filing, Lateral, Half Height | 1 | VV | Half height two (2) or three (3) drawer lateral filing cabinet, 28" high X 42" wide X 18" deep with recessed handles, locking device and drawer label holders. Drawers are adaptable to either letter or legal size materials.
F2000 | Basket, Wastepaper, Fire Resistant | 1 | VV | Wastepaper basket, fire resistant, approximately 40 quart capacity. This unit is used to collect and temporarily store small quantities of paper refuse in patient rooms, administrative areas and nursing stations. Size and shape varies depending on the application and manufacturer selected.
M1801 | Computer, Microprocessing, w/Flat Panel Monitor | 1 | VV | Desk top microprocessing computer. The unit shall consist of a central processing mini tower, flat panel monitor, keyboard, mouse and speakers. The system shall have the following minimum characteristics: a 2.8 GHz Pentium processor; 512 MB memory; 80GB hard drive; 32/48x CD-ROMDVD combo; 1.44MB network interface card; video 32 MB NVIDIA; a 18 inch flat panel monitor. The computer is used throughout the facility to input, manipulate and retrieve information.
9 - SS218 - HAS CRU Release of Information Clerk Workstation, Stff Sprt | 9 - SS218 - HAS CRU Release of Information Clerk Workstation, Stff Sprt | 9 - SS218 - HAS CRU Release of Information Clerk Workstation, Stff Sprt | 9 - SS218 - HAS CRU Release of Information Clerk Workstation, Stff Sprt | 9 - SS218 - HAS CRU Release of Information Clerk Workstation, Stff Sprt
JSN | NAME | QTY | ACQ/INS | DESCRIPTION
A1010 | Telecommunication Outlet | 2 | VV | Telecommunication outlet location.
A1015 | Telephone, Desk, Multiple Line | 1 | VV | Telephone, desk, multiple line.
E0123 | Workstation, Straight, Free Standing, 72" W | 1 | VV | This JSN will provide a whole work station typical to quickly plan work in areas in clinical or administrative spaces. There will be a price decrease if typical work stations are used with vertical hanging strips instead of panels. THIS TYPICAL INCLUDES: 4 Standard Solid Panels 2 Panel Connectors, 2-Way Corner 1 Panel-to-Panel Connector 2 Finished End Hardware 1 Cantilevered, Work Surface 2 Lockable Flipper Units 2 Shelf, Storage/Displays 2 Lights 1 Tack board 1 Tool Rail 1 Paper Tray 1 Diagonal Tray 1 Adjustable Keyboard Tray 1 Mobile Pedestal, Box/File
F0275 | Chair, Swivel, High Back | 1 | VV | Highback contemporary swivel chair, 41" high X 23" wide X 23" deep with five (5) caster swivel base and arms. Chair may be used at desks or in conference rooms. Back and seat are foam padded and upholstered with either woven textile fabric or vinyl.
F0420 | Cabinet, Filing, Lateral, Half Height | 1 | VV | Half height two (2) or three (3) drawer lateral filing cabinet, 28" high X 42" wide X 18" deep with recessed handles, locking device and drawer label holders. Drawers are adaptable to either letter or legal size materials.
F2000 | Basket, Wastepaper, Fire Resistant | 1 | VV | Wastepaper basket, fire resistant, approximately 40 quart capacity. This unit is used to collect and temporarily store small quantities of paper refuse in patient rooms, administrative areas and nursing stations. Size and shape varies depending on the application and manufacturer selected.
M1801 | Computer, Microprocessing, w/Flat Panel Monitor | 1 | VV | Desk top microprocessing computer. The unit shall consist of a central processing mini tower, flat panel monitor, keyboard, mouse and speakers. The system shall have the following minimum characteristics: a 2.8 GHz Pentium processor; 512 MB memory; 80GB hard drive; 32/48x CD-ROMDVD combo; 1.44MB network interface card; video 32 MB NVIDIA; a 18 inch flat panel monitor. The computer is used throughout the facility to input, manipulate and retrieve information.
10 - SS218 - HAS CRU Program Support Clerk Workstation, Stff Sprt | 10 - SS218 - HAS CRU Program Support Clerk Workstation, Stff Sprt | 10 - SS218 - HAS CRU Program Support Clerk Workstation, Stff Sprt | 10 - SS218 - HAS CRU Program Support Clerk Workstation, Stff Sprt | 10 - SS218 - HAS CRU Program Support Clerk Workstation, Stff Sprt
JSN | NAME | QTY | ACQ/INS | DESCRIPTION
A1010 | Telecommunication Outlet | 2 | VV | Telecommunication outlet location.
A1015 | Telephone, Desk, Multiple Line | 1 | VV | Telephone, desk, multiple line.
E0123 | Workstation, Straight, Free Standing, 72" W | 1 | VV | This JSN will provide a whole work station typical to quickly plan work in areas in clinical or administrative spaces. There will be a price decrease if typical work stations are used with vertical hanging strips instead of panels. THIS TYPICAL INCLUDES: 4 Standard Solid Panels 2 Panel Connectors, 2-Way Corner 1 Panel-to-Panel Connector 2 Finished End Hardware 1 Cantilevered, Work Surface 2 Lockable Flipper Units 2 Shelf, Storage/Displays 2 Lights 1 Tack board 1 Tool Rail 1 Paper Tray 1 Diagonal Tray 1 Adjustable Keyboard Tray 1 Mobile Pedestal, Box/File
F0275 | Chair, Swivel, High Back | 1 | VV | Highback contemporary swivel chair, 41" high X 23" wide X 23" deep with five (5) caster swivel base and arms. Chair may be used at desks or in conference rooms. Back and seat are foam padded and upholstered with either woven textile fabric or vinyl.
F0420 | Cabinet, Filing, Lateral, Half Height | 1 | VV | Half height two (2) or three (3) drawer lateral filing cabinet, 28" high X 42" wide X 18" deep with recessed handles, locking device and drawer label holders. Drawers are adaptable to either letter or legal size materials.
F2000 | Basket, Wastepaper, Fire Resistant | 1 | VV | Wastepaper basket, fire resistant, approximately 40 quart capacity. This unit is used to collect and temporarily store small quantities of paper refuse in patient rooms, administrative areas and nursing stations. Size and shape varies depending on the application and manufacturer selected.
M1801 | Computer, Microprocessing, w/Flat Panel Monitor | 1 | VV | Desk top microprocessing computer. The unit shall consist of a central processing mini tower, flat panel monitor, keyboard, mouse and speakers. The system shall have the following minimum characteristics: a 2.8 GHz Pentium processor; 512 MB memory; 80GB hard drive; 32/48x CD-ROMDVD combo; 1.44MB network interface card; video 32 MB NVIDIA; a 18 inch flat panel monitor. The computer is used throughout the facility to input, manipulate and retrieve information.
11 - SS218 - HAS CRU Bed Control Clerk Workstation, Stff Sprt | 11 - SS218 - HAS CRU Bed Control Clerk Workstation, Stff Sprt | 11 - SS218 - HAS CRU Bed Control Clerk Workstation, Stff Sprt | 11 - SS218 - HAS CRU Bed Control Clerk Workstation, Stff Sprt | 11 - SS218 - HAS CRU Bed Control Clerk Workstation, Stff Sprt
JSN | NAME | QTY | ACQ/INS | DESCRIPTION
A1010 | Telecommunication Outlet | 2 | VV | Telecommunication outlet location.
A1015 | Telephone, Desk, Multiple Line | 1 | VV | Telephone, desk, multiple line.
E0123 | Workstation, Straight, Free Standing, 72" W | 1 | VV | This JSN will provide a whole work station typical to quickly plan work in areas in clinical or administrative spaces. There will be a price decrease if typical work stations are used with vertical hanging strips instead of panels. THIS TYPICAL INCLUDES: 4 Standard Solid Panels 2 Panel Connectors, 2-Way Corner 1 Panel-to-Panel Connector 2 Finished End Hardware 1 Cantilevered, Work Surface 2 Lockable Flipper Units 2 Shelf, Storage/Displays 2 Lights 1 Tack board 1 Tool Rail 1 Paper Tray 1 Diagonal Tray 1 Adjustable Keyboard Tray 1 Mobile Pedestal, Box/File
F0275 | Chair, Swivel, High Back | 1 | VV | Highback contemporary swivel chair, 41" high X 23" wide X 23" deep with five (5) caster swivel base and arms. Chair may be used at desks or in conference rooms. Back and seat are foam padded and upholstered with either woven textile fabric or vinyl.
F0420 | Cabinet, Filing, Lateral, Half Height | 1 | VV | Half height two (2) or three (3) drawer lateral filing cabinet, 28" high X 42" wide X 18" deep with recessed handles, locking device and drawer label holders. Drawers are adaptable to either letter or legal size materials.
F2000 | Basket, Wastepaper, Fire Resistant | 1 | VV | Wastepaper basket, fire resistant, approximately 40 quart capacity. This unit is used to collect and temporarily store small quantities of paper refuse in patient rooms, administrative areas and nursing stations. Size and shape varies depending on the application and manufacturer selected.
M1801 | Computer, Microprocessing, w/Flat Panel Monitor | 1 | VV | Desk top microprocessing computer. The unit shall consist of a central processing mini tower, flat panel monitor, keyboard, mouse and speakers. The system shall have the following minimum characteristics: a 2.8 GHz Pentium processor; 512 MB memory; 80GB hard drive; 32/48x CD-ROMDVD combo; 1.44MB network interface card; video 32 MB NVIDIA; a 18 inch flat panel monitor. The computer is used throughout the facility to input, manipulate and retrieve information.
12 - SS218 - HAS CRU Medical / Patient Support Assistant Workstation, Stff Sprt | 12 - SS218 - HAS CRU Medical / Patient Support Assistant Workstation, Stff Sprt | 12 - SS218 - HAS CRU Medical / Patient Support Assistant Workstation, Stff Sprt | 12 - SS218 - HAS CRU Medical / Patient Support Assistant Workstation, Stff Sprt | 12 - SS218 - HAS CRU Medical / Patient Support Assistant Workstation, Stff Sprt
JSN | NAME | QTY | ACQ/INS | DESCRIPTION
A1010 | Telecommunication Outlet | 2 | VV | Telecommunication outlet location.
A1015 | Telephone, Desk, Multiple Line | 1 | VV | Telephone, desk, multiple line.
E0123 | Workstation, Straight, Free Standing, 72" W | 1 | VV | This JSN will provide a whole work station typical to quickly plan work in areas in clinical or administrative spaces. There will be a price decrease if typical work stations are used with vertical hanging strips instead of panels. THIS TYPICAL INCLUDES: 4 Standard Solid Panels 2 Panel Connectors, 2-Way Corner 1 Panel-to-Panel Connector 2 Finished End Hardware 1 Cantilevered, Work Surface 2 Lockable Flipper Units 2 Shelf, Storage/Displays 2 Lights 1 Tack board 1 Tool Rail 1 Paper Tray 1 Diagonal Tray 1 Adjustable Keyboard Tray 1 Mobile Pedestal, Box/File
F0275 | Chair, Swivel, High Back | 1 | VV | Highback contemporary swivel chair, 41" high X 23" wide X 23" deep with five (5) caster swivel base and arms. Chair may be used at desks or in conference rooms. Back and seat are foam padded and upholstered with either woven textile fabric or vinyl.
F0420 | Cabinet, Filing, Lateral, Half Height | 1 | VV | Half height two (2) or three (3) drawer lateral filing cabinet, 28" high X 42" wide X 18" deep with recessed handles, locking device and drawer label holders. Drawers are adaptable to either letter or legal size materials.
F2000 | Basket, Wastepaper, Fire Resistant | 1 | VV | Wastepaper basket, fire resistant, approximately 40 quart capacity. This unit is used to collect and temporarily store small quantities of paper refuse in patient rooms, administrative areas and nursing stations. Size and shape varies depending on the application and manufacturer selected.
M1801 | Computer, Microprocessing, w/Flat Panel Monitor | 1 | VV | Desk top microprocessing computer. The unit shall consist of a central processing mini tower, flat panel monitor, keyboard, mouse and speakers. The system shall have the following minimum characteristics: a 2.8 GHz Pentium processor; 512 MB memory; 80GB hard drive; 32/48x CD-ROMDVD combo; 1.44MB network interface card; video 32 MB NVIDIA; a 18 inch flat panel monitor. The computer is used throughout the facility to input, manipulate and retrieve information.
13 - SS218 - HAS CRU Lead Patient Services Assistant Workstation, Stff Sprt | 13 - SS218 - HAS CRU Lead Patient Services Assistant Workstation, Stff Sprt | 13 - SS218 - HAS CRU Lead Patient Services Assistant Workstation, Stff Sprt | 13 - SS218 - HAS CRU Lead Patient Services Assistant Workstation, Stff Sprt | 13 - SS218 - HAS CRU Lead Patient Services Assistant Workstation, Stff Sprt
JSN | NAME | QTY | ACQ/INS | DESCRIPTION
A1010 | Telecommunication Outlet | 2 | VV | Telecommunication outlet location.
A1015 | Telephone, Desk, Multiple Line | 1 | VV | Telephone, desk, multiple line.
E0123 | Workstation, Straight, Free Standing, 72" W | 1 | VV | This JSN will provide a whole work station typical to quickly plan work in areas in clinical or administrative spaces. There will be a price decrease if typical work stations are used with vertical hanging strips instead of panels. THIS TYPICAL INCLUDES: 4 Standard Solid Panels 2 Panel Connectors, 2-Way Corner 1 Panel-to-Panel Connector 2 Finished End Hardware 1 Cantilevered, Work Surface 2 Lockable Flipper Units 2 Shelf, Storage/Displays 2 Lights 1 Tack board 1 Tool Rail 1 Paper Tray 1 Diagonal Tray 1 Adjustable Keyboard Tray 1 Mobile Pedestal, Box/File
F0275 | Chair, Swivel, High Back | 1 | VV | Highback contemporary swivel chair, 41" high X 23" wide X 23" deep with five (5) caster swivel base and arms. Chair may be used at desks or in conference rooms. Back and seat are foam padded and upholstered with either woven textile fabric or vinyl.
F0420 | Cabinet, Filing, Lateral, Half Height | 1 | VV | Half height two (2) or three (3) drawer lateral filing cabinet, 28" high X 42" wide X 18" deep with recessed handles, locking device and drawer label holders. Drawers are adaptable to either letter or legal size materials.
F2000 | Basket, Wastepaper, Fire Resistant | 1 | VV | Wastepaper basket, fire resistant, approximately 40 quart capacity. This unit is used to collect and temporarily store small quantities of paper refuse in patient rooms, administrative areas and nursing stations. Size and shape varies depending on the application and manufacturer selected.
M1801 | Computer, Microprocessing, w/Flat Panel Monitor | 1 | VV | Desk top microprocessing computer. The unit shall consist of a central processing mini tower, flat panel monitor, keyboard, mouse and speakers. The system shall have the following minimum characteristics: a 2.8 GHz Pentium processor; 512 MB memory; 80GB hard drive; 32/48x CD-ROMDVD combo; 1.44MB network interface card; video 32 MB NVIDIA; a 18 inch flat panel monitor. The computer is used throughout the facility to input, manipulate and retrieve information.
14 - SB711 - HAS CRU Patient Personal Belongings Storage Room, Lgstcs Svc | 14 - SB711 - HAS CRU Patient Personal Belongings Storage Room, Lgstcs Svc | 14 - SB711 - HAS CRU Patient Personal Belongings Storage Room, Lgstcs Svc | 14 - SB711 - HAS CRU Patient Personal Belongings Storage Room, Lgstcs Svc | 14 - SB711 - HAS CRU Patient Personal Belongings Storage Room, Lgstcs Svc
JSN | NAME | QTY | ACQ/INS | DESCRIPTION
A1030 | Locker, 2 Person, Over/Under | 8 | VV | Two person locker, double tier, 72Hx12Wx18D. This unit includes hooks for coats and hats. Door equipped with safety guard handles. Designed for storage of coats, hats, and other personal belongings. Other width and depths are available.
A5020 | Bench, Locker Room, Floor Mounted | 1 | CC | Locker room bench. Floor mounting -1-1/4" thick. Benches are sanded smooth with two coats of moisture-resistant sealer to ensure a protective, satin gloss surface, and mounted on strong steel pedestal anchored to the floor. Over all height of 18" includes pedestal. Size as required.
F2000 | Basket, Wastepaper, Fire Resistant | 1 | VV | Wastepaper basket, fire resistant, approximately 40 quart capacity. This unit is used to collect and temporarily store small quantities of paper refuse in patient rooms, administrative areas and nursing stations. Size and shape varies depending on the application and manufacturer selected.
15 - SS218 - HAS CRU Outpatient Transfer Clerk Workstation, Stff Sprt | 15 - SS218 - HAS CRU Outpatient Transfer Clerk Workstation, Stff Sprt | 15 - SS218 - HAS CRU Outpatient Transfer Clerk Workstation, Stff Sprt | 15 - SS218 - HAS CRU Outpatient Transfer Clerk Workstation, Stff Sprt | 15 - SS218 - HAS CRU Outpatient Transfer Clerk Workstation, Stff Sprt
JSN | NAME | QTY | ACQ/INS | DESCRIPTION
A1010 | Telecommunication Outlet | 2 | VV | Telecommunication outlet location.
A1015 | Telephone, Desk, Multiple Line | 1 | VV | Telephone, desk, multiple line.
E0123 | Workstation, Straight, Free Standing, 72" W | 1 | VV | This JSN will provide a whole work station typical to quickly plan work in areas in clinical or administrative spaces. There will be a price decrease if typical work stations are used with vertical hanging strips instead of panels. THIS TYPICAL INCLUDES: 4 Standard Solid Panels 2 Panel Connectors, 2-Way Corner 1 Panel-to-Panel Connector 2 Finished End Hardware 1 Cantilevered, Work Surface 2 Lockable Flipper Units 2 Shelf, Storage/Displays 2 Lights 1 Tack board 1 Tool Rail 1 Paper Tray 1 Diagonal Tray 1 Adjustable Keyboard Tray 1 Mobile Pedestal, Box/File
F0275 | Chair, Swivel, High Back | 1 | VV | Highback contemporary swivel chair, 41" high X 23" wide X 23" deep with five (5) caster swivel base and arms. Chair may be used at desks or in conference rooms. Back and seat are foam padded and upholstered with either woven textile fabric or vinyl.
F0420 | Cabinet, Filing, Lateral, Half Height | 1 | VV | Half height two (2) or three (3) drawer lateral filing cabinet, 28" high X 42" wide X 18" deep with recessed handles, locking device and drawer label holders. Drawers are adaptable to either letter or legal size materials.
F2000 | Basket, Wastepaper, Fire Resistant | 1 | VV | Wastepaper basket, fire resistant, approximately 40 quart capacity. This unit is used to collect and temporarily store small quantities of paper refuse in patient rooms, administrative areas and nursing stations. Size and shape varies depending on the application and manufacturer selected.
M1801 | Computer, Microprocessing, w/Flat Panel Monitor | 1 | VV | Desk top microprocessing computer. The unit shall consist of a central processing mini tower, flat panel monitor, keyboard, mouse and speakers. The system shall have the following minimum characteristics: a 2.8 GHz Pentium processor; 512 MB memory; 80GB hard drive; 32/48x CD-ROMDVD combo; 1.44MB network interface card; video 32 MB NVIDIA; a 18 inch flat panel monitor. The computer is used throughout the facility to input, manipulate and retrieve information.
16 - SS218 - HAS CRU Inpatient Transfer Clerk Workstation, Stff Sprt | 16 - SS218 - HAS CRU Inpatient Transfer Clerk Workstation, Stff Sprt | 16 - SS218 - HAS CRU Inpatient Transfer Clerk Workstation, Stff Sprt | 16 - SS218 - HAS CRU Inpatient Transfer Clerk Workstation, Stff Sprt | 16 - SS218 - HAS CRU Inpatient Transfer Clerk Workstation, Stff Sprt
JSN | NAME | QTY | ACQ/INS | DESCRIPTION
A1010 | Telecommunication Outlet | 2 | VV | Telecommunication outlet location.
A1015 | Telephone, Desk, Multiple Line | 1 | VV | Telephone, desk, multiple line.
E0123 | Workstation, Straight, Free Standing, 72" W | 1 | VV | This JSN will provide a whole work station typical to quickly plan work in areas in clinical or administrative spaces. There will be a price decrease if typical work stations are used with vertical hanging strips instead of panels. THIS TYPICAL INCLUDES: 4 Standard Solid Panels 2 Panel Connectors, 2-Way Corner 1 Panel-to-Panel Connector 2 Finished End Hardware 1 Cantilevered, Work Surface 2 Lockable Flipper Units 2 Shelf, Storage/Displays 2 Lights 1 Tack board 1 Tool Rail 1 Paper Tray 1 Diagonal Tray 1 Adjustable Keyboard Tray 1 Mobile Pedestal, Box/File
F0275 | Chair, Swivel, High Back | 1 | VV | Highback contemporary swivel chair, 41" high X 23" wide X 23" deep with five (5) caster swivel base and arms. Chair may be used at desks or in conference rooms. Back and seat are foam padded and upholstered with either woven textile fabric or vinyl.
F0420 | Cabinet, Filing, Lateral, Half Height | 1 | VV | Half height two (2) or three (3) drawer lateral filing cabinet, 28" high X 42" wide X 18" deep with recessed handles, locking device and drawer label holders. Drawers are adaptable to either letter or legal size materials.
F2000 | Basket, Wastepaper, Fire Resistant | 1 | VV | Wastepaper basket, fire resistant, approximately 40 quart capacity. This unit is used to collect and temporarily store small quantities of paper refuse in patient rooms, administrative areas and nursing stations. Size and shape varies depending on the application and manufacturer selected.
M1801 | Computer, Microprocessing, w/Flat Panel Monitor | 1 | VV | Desk top microprocessing computer. The unit shall consist of a central processing mini tower, flat panel monitor, keyboard, mouse and speakers. The system shall have the following minimum characteristics: a 2.8 GHz Pentium processor; 512 MB memory; 80GB hard drive; 32/48x CD-ROMDVD combo; 1.44MB network interface card; video 32 MB NVIDIA; a 18 inch flat panel monitor. The computer is used throughout the facility to input, manipulate and retrieve information.
17 - SB776 - HAS CRU Supplemental Equipment Storage Room, Lgstcs Svc | 17 - SB776 - HAS CRU Supplemental Equipment Storage Room, Lgstcs Svc | 17 - SB776 - HAS CRU Supplemental Equipment Storage Room, Lgstcs Svc | 17 - SB776 - HAS CRU Supplemental Equipment Storage Room, Lgstcs Svc | 17 - SB776 - HAS CRU Supplemental Equipment Storage Room, Lgstcs Svc
JSN | NAME | QTY | ACQ/INS | DESCRIPTION
M2055 | Shelving, Storage, Wire, CRS, w/Adjustable Shelves | 1 | VV | Stationary, wire, shelving unit. Unit has fully adjustable shelves constructed of stainless steel. For use in general purpose storage areas. Shelving is provided in various sizes and configurations. Price provided is for a unit approximately 74"H x 18"D x 48"W with four shelves.
3 - HEALTH BENEFITS SECTION: OUTPATIENT REGISTRATION | 3 - HEALTH BENEFITS SECTION: OUTPATIENT REGISTRATION | 3 - HEALTH BENEFITS SECTION: OUTPATIENT REGISTRATION | 3 - HEALTH BENEFITS SECTION: OUTPATIENT REGISTRATION | 3 - HEALTH BENEFITS SECTION: OUTPATIENT REGISTRATION
1 - SS204 - HAS OP Registration Supervisor Office, Stff Sprt | 1 - SS204 - HAS OP Registration Supervisor Office, Stff Sprt | 1 - SS204 - HAS OP Registration Supervisor Office, Stff Sprt | 1 - SS204 - HAS OP Registration Supervisor Office, Stff Sprt | 1 - SS204 - HAS OP Registration Supervisor Office, Stff Sprt
JSN | NAME | QTY | ACQ/INS | DESCRIPTION
A1010 | Telecommunication Outlet | 2 | VV | Telecommunication outlet location.
A1015 | Telephone, Desk, Multiple Line | 1 | VV | Telephone, desk, multiple line.
A5145 | Hook, Garment, Double, SS, Surface Mounted | 1 | CC | A surface mounted, satin finish stainless steel, double garment hook. Equipped with a concealed mounting bracket that is secured to a concealed wall plate. For general purpose use throughout the facility to hang various items of apparel.
E0078 | Workstation, L-Shaped w/Peninsula, Free Std, 78x72 | 1 | VV | This section will provide a whole work station typical to quickly plan work areas in clinical or administrative spaces. There will be a price decrease if typical work stations are used with vertical hanging strips instead of panels. THIS TYPICAL INCLUDES: 4 standard solid panels; 2 panel connectors, 2-way corner; 1 panel-to-panel connector; 2 finished end hardware; 1 cantilevered work surface; 1 peninsula work surface; 2 lockable flipper units; 2 shelf, storage/display; 2 lights; 1 tack board, 48"W; 1 tool rail, 30"W; 1 paper tray; 1 diagonal tray; 1 adjustable keyboard tray; 1 mobile pedestal, box/file.
F0110 | Bookcase, 3 Shelf | 1 | VV | Freestanding open metal shelf book case, approximately 60" high X 36" wide X 18" deep with three (3) adjustable shelves and four (4) non-marking floor glides.
F0205 | Chair, Side With Arms | 2 | VV | Upholstered side chair, 32" high X 21" wide X 23" deep with arms, padded seats and padded backs. Seat height is a minimum of 17". Available with or without sled base.
F0275 | Chair, Swivel, High Back | 1 | VV | Highback contemporary swivel chair, 41" high X 23" wide X 23" deep with five (5) caster swivel base and arms. Chair may be used at desks or in conference rooms. Back and seat are foam padded and upholstered with either woven textile fabric or vinyl.
F0420 | Cabinet, Filing, Lateral, Half Height | 1 | VV | Half height two (2) or three (3) drawer lateral filing cabinet, 28" high X 42" wide X 18" deep with recessed handles, locking device and drawer label holders. Drawers are adaptable to either letter or legal size materials.
F2000 | Basket, Wastepaper, Fire Resistant | 1 | VV | Wastepaper basket, fire resistant, approximately 40 quart capacity. This unit is used to collect and temporarily store small quantities of paper refuse in patient rooms, administrative areas and nursing stations. Size and shape varies depending on the application and manufacturer selected.
F3200 | Clock, Battery, 12" Diameter | 1 | VV | Clock, 12" diameter. Round surface, easy to read numbers with sweep second hand. Wall mounted unit for use when impractical to install a fully synchronized clock system. Battery operated, (batteries not included).
M1801 | Computer, Microprocessing, w/Flat Panel Monitor | 1 | VV | Desk top microprocessing computer. The unit shall consist of a central processing mini tower, flat panel monitor, keyboard, mouse and speakers. The system shall have the following minimum characteristics: a 2.8 GHz Pentium processor; 512 MB memory; 80GB hard drive; 32/48x CD-ROMDVD combo; 1.44MB network interface card; video 32 MB NVIDIA; a 18 inch flat panel monitor. The computer is used throughout the facility to input, manipulate and retrieve information.
4 - HEALTH INFORMATION MANAGEMENT SECTION (HIMS) | 4 - HEALTH INFORMATION MANAGEMENT SECTION (HIMS) | 4 - HEALTH INFORMATION MANAGEMENT SECTION (HIMS) | 4 - HEALTH INFORMATION MANAGEMENT SECTION (HIMS) | 4 - HEALTH INFORMATION MANAGEMENT SECTION (HIMS)
1 - SS204 - HAS HIMS Chief Office, Stff Sprt | 1 - SS204 - HAS HIMS Chief Office, Stff Sprt | 1 - SS204 - HAS HIMS Chief Office, Stff Sprt | 1 - SS204 - HAS HIMS Chief Office, Stff Sprt | 1 - SS204 - HAS HIMS Chief Office, Stff Sprt
JSN | NAME | QTY | ACQ/INS | DESCRIPTION
A1010 | Telecommunication Outlet | 2 | VV | Telecommunication outlet location.
A1015 | Telephone, Desk, Multiple Line | 1 | VV | Telephone, desk, multiple line.
A5145 | Hook, Garment, Double, SS, Surface Mounted | 1 | CC | A surface mounted, satin finish stainless steel, double garment hook. Equipped with a concealed mounting bracket that is secured to a concealed wall plate. For general purpose use throughout the facility to hang various items of apparel.
E0078 | Workstation, L-Shaped w/Peninsula, Free Std, 78x72 | 1 | VV | This section will provide a whole work station typical to quickly plan work areas in clinical or administrative spaces. There will be a price decrease if typical work stations are used with vertical hanging strips instead of panels. THIS TYPICAL INCLUDES: 4 standard solid panels; 2 panel connectors, 2-way corner; 1 panel-to-panel connector; 2 finished end hardware; 1 cantilevered work surface; 1 peninsula work surface; 2 lockable flipper units; 2 shelf, storage/display; 2 lights; 1 tack board, 48"W; 1 tool rail, 30"W; 1 paper tray; 1 diagonal tray; 1 adjustable keyboard tray; 1 mobile pedestal, box/file.
F0110 | Bookcase, 3 Shelf | 1 | VV | Freestanding open metal shelf book case, approximately 60" high X 36" wide X 18" deep with three (3) adjustable shelves and four (4) non-marking floor glides.
F0205 | Chair, Side With Arms | 2 | VV | Upholstered side chair, 32" high X 21" wide X 23" deep with arms, padded seats and padded backs. Seat height is a minimum of 17". Available with or without sled base.
F0275 | Chair, Swivel, High Back | 1 | VV | Highback contemporary swivel chair, 41" high X 23" wide X 23" deep with five (5) caster swivel base and arms. Chair may be used at desks or in conference rooms. Back and seat are foam padded and upholstered with either woven textile fabric or vinyl.
F0420 | Cabinet, Filing, Lateral, Half Height | 1 | VV | Half height two (2) or three (3) drawer lateral filing cabinet, 28" high X 42" wide X 18" deep with recessed handles, locking device and drawer label holders. Drawers are adaptable to either letter or legal size materials.
F2000 | Basket, Wastepaper, Fire Resistant | 1 | VV | Wastepaper basket, fire resistant, approximately 40 quart capacity. This unit is used to collect and temporarily store small quantities of paper refuse in patient rooms, administrative areas and nursing stations. Size and shape varies depending on the application and manufacturer selected.
F3200 | Clock, Battery, 12" Diameter | 1 | VV | Clock, 12" diameter. Round surface, easy to read numbers with sweep second hand. Wall mounted unit for use when impractical to install a fully synchronized clock system. Battery operated, (batteries not included).
M1801 | Computer, Microprocessing, w/Flat Panel Monitor | 1 | VV | Desk top microprocessing computer. The unit shall consist of a central processing mini tower, flat panel monitor, keyboard, mouse and speakers. The system shall have the following minimum characteristics: a 2.8 GHz Pentium processor; 512 MB memory; 80GB hard drive; 32/48x CD-ROMDVD combo; 1.44MB network interface card; video 32 MB NVIDIA; a 18 inch flat panel monitor. The computer is used throughout the facility to input, manipulate and retrieve information.
2 - SS204 - HAS HIMS Benefits Chief Office, Stff Sprt | 2 - SS204 - HAS HIMS Benefits Chief Office, Stff Sprt | 2 - SS204 - HAS HIMS Benefits Chief Office, Stff Sprt | 2 - SS204 - HAS HIMS Benefits Chief Office, Stff Sprt | 2 - SS204 - HAS HIMS Benefits Chief Office, Stff Sprt
JSN | NAME | QTY | ACQ/INS | DESCRIPTION
A1010 | Telecommunication Outlet | 2 | VV | Telecommunication outlet location.
A1015 | Telephone, Desk, Multiple Line | 1 | VV | Telephone, desk, multiple line.
A5145 | Hook, Garment, Double, SS, Surface Mounted | 1 | CC | A surface mounted, satin finish stainless steel, double garment hook. Equipped with a concealed mounting bracket that is secured to a concealed wall plate. For general purpose use throughout the facility to hang various items of apparel.
E0078 | Workstation, L-Shaped w/Peninsula, Free Std, 78x72 | 1 | VV | This section will provide a whole work station typical to quickly plan work areas in clinical or administrative spaces. There will be a price decrease if typical work stations are used with vertical hanging strips instead of panels. THIS TYPICAL INCLUDES: 4 standard solid panels; 2 panel connectors, 2-way corner; 1 panel-to-panel connector; 2 finished end hardware; 1 cantilevered work surface; 1 peninsula work surface; 2 lockable flipper units; 2 shelf, storage/display; 2 lights; 1 tack board, 48"W; 1 tool rail, 30"W; 1 paper tray; 1 diagonal tray; 1 adjustable keyboard tray; 1 mobile pedestal, box/file.
F0110 | Bookcase, 3 Shelf | 1 | VV | Freestanding open metal shelf book case, approximately 60" high X 36" wide X 18" deep with three (3) adjustable shelves and four (4) non-marking floor glides.
F0205 | Chair, Side With Arms | 2 | VV | Upholstered side chair, 32" high X 21" wide X 23" deep with arms, padded seats and padded backs. Seat height is a minimum of 17". Available with or without sled base.
F0275 | Chair, Swivel, High Back | 1 | VV | Highback contemporary swivel chair, 41" high X 23" wide X 23" deep with five (5) caster swivel base and arms. Chair may be used at desks or in conference rooms. Back and seat are foam padded and upholstered with either woven textile fabric or vinyl.
F0420 | Cabinet, Filing, Lateral, Half Height | 1 | VV | Half height two (2) or three (3) drawer lateral filing cabinet, 28" high X 42" wide X 18" deep with recessed handles, locking device and drawer label holders. Drawers are adaptable to either letter or legal size materials.
F2000 | Basket, Wastepaper, Fire Resistant | 1 | VV | Wastepaper basket, fire resistant, approximately 40 quart capacity. This unit is used to collect and temporarily store small quantities of paper refuse in patient rooms, administrative areas and nursing stations. Size and shape varies depending on the application and manufacturer selected.
F3200 | Clock, Battery, 12" Diameter | 1 | VV | Clock, 12" diameter. Round surface, easy to read numbers with sweep second hand. Wall mounted unit for use when impractical to install a fully synchronized clock system. Battery operated, (batteries not included).
M1801 | Computer, Microprocessing, w/Flat Panel Monitor | 1 | VV | Desk top microprocessing computer. The unit shall consist of a central processing mini tower, flat panel monitor, keyboard, mouse and speakers. The system shall have the following minimum characteristics: a 2.8 GHz Pentium processor; 512 MB memory; 80GB hard drive; 32/48x CD-ROMDVD combo; 1.44MB network interface card; video 32 MB NVIDIA; a 18 inch flat panel monitor. The computer is used throughout the facility to input, manipulate and retrieve information.
3 - SS204 - HAS HIMS File Room Supervisor Office, Stff Sprt | 3 - SS204 - HAS HIMS File Room Supervisor Office, Stff Sprt | 3 - SS204 - HAS HIMS File Room Supervisor Office, Stff Sprt | 3 - SS204 - HAS HIMS File Room Supervisor Office, Stff Sprt | 3 - SS204 - HAS HIMS File Room Supervisor Office, Stff Sprt
JSN | NAME | QTY | ACQ/INS | DESCRIPTION
A1010 | Telecommunication Outlet | 2 | VV | Telecommunication outlet location.
A1015 | Telephone, Desk, Multiple Line | 1 | VV | Telephone, desk, multiple line.
A5145 | Hook, Garment, Double, SS, Surface Mounted | 1 | CC | A surface mounted, satin finish stainless steel, double garment hook. Equipped with a concealed mounting bracket that is secured to a concealed wall plate. For general purpose use throughout the facility to hang various items of apparel.
E0078 | Workstation, L-Shaped w/Peninsula, Free Std, 78x72 | 1 | VV | This section will provide a whole work station typical to quickly plan work areas in clinical or administrative spaces. There will be a price decrease if typical work stations are used with vertical hanging strips instead of panels. THIS TYPICAL INCLUDES: 4 standard solid panels; 2 panel connectors, 2-way corner; 1 panel-to-panel connector; 2 finished end hardware; 1 cantilevered work surface; 1 peninsula work surface; 2 lockable flipper units; 2 shelf, storage/display; 2 lights; 1 tack board, 48"W; 1 tool rail, 30"W; 1 paper tray; 1 diagonal tray; 1 adjustable keyboard tray; 1 mobile pedestal, box/file.
F0110 | Bookcase, 3 Shelf | 1 | VV | Freestanding open metal shelf book case, approximately 60" high X 36" wide X 18" deep with three (3) adjustable shelves and four (4) non-marking floor glides.
F0205 | Chair, Side With Arms | 2 | VV | Upholstered side chair, 32" high X 21" wide X 23" deep with arms, padded seats and padded backs. Seat height is a minimum of 17". Available with or without sled base.
F0275 | Chair, Swivel, High Back | 1 | VV | Highback contemporary swivel chair, 41" high X 23" wide X 23" deep with five (5) caster swivel base and arms. Chair may be used at desks or in conference rooms. Back and seat are foam padded and upholstered with either woven textile fabric or vinyl.
F0420 | Cabinet, Filing, Lateral, Half Height | 1 | VV | Half height two (2) or three (3) drawer lateral filing cabinet, 28" high X 42" wide X 18" deep with recessed handles, locking device and drawer label holders. Drawers are adaptable to either letter or legal size materials.
F2000 | Basket, Wastepaper, Fire Resistant | 1 | VV | Wastepaper basket, fire resistant, approximately 40 quart capacity. This unit is used to collect and temporarily store small quantities of paper refuse in patient rooms, administrative areas and nursing stations. Size and shape varies depending on the application and manufacturer selected.
F3200 | Clock, Battery, 12" Diameter | 1 | VV | Clock, 12" diameter. Round surface, easy to read numbers with sweep second hand. Wall mounted unit for use when impractical to install a fully synchronized clock system. Battery operated, (batteries not included).
M1801 | Computer, Microprocessing, w/Flat Panel Monitor | 1 | VV | Desk top microprocessing computer. The unit shall consist of a central processing mini tower, flat panel monitor, keyboard, mouse and speakers. The system shall have the following minimum characteristics: a 2.8 GHz Pentium processor; 512 MB memory; 80GB hard drive; 32/48x CD-ROMDVD combo; 1.44MB network interface card; video 32 MB NVIDIA; a 18 inch flat panel monitor. The computer is used throughout the facility to input, manipulate and retrieve information.
4 - SS218 - HAS HIMS Billing Clerk Workstation, Stff Sprt | 4 - SS218 - HAS HIMS Billing Clerk Workstation, Stff Sprt | 4 - SS218 - HAS HIMS Billing Clerk Workstation, Stff Sprt | 4 - SS218 - HAS HIMS Billing Clerk Workstation, Stff Sprt | 4 - SS218 - HAS HIMS Billing Clerk Workstation, Stff Sprt
JSN | NAME | QTY | ACQ/INS | DESCRIPTION
A1010 | Telecommunication Outlet | 2 | VV | Telecommunication outlet location.
A1015 | Telephone, Desk, Multiple Line | 1 | VV | Telephone, desk, multiple line.
E0123 | Workstation, Straight, Free Standing, 72" W | 1 | VV | This JSN will provide a whole work station typical to quickly plan work in areas in clinical or administrative spaces. There will be a price decrease if typical work stations are used with vertical hanging strips instead of panels. THIS TYPICAL INCLUDES: 4 Standard Solid Panels 2 Panel Connectors, 2-Way Corner 1 Panel-to-Panel Connector 2 Finished End Hardware 1 Cantilevered, Work Surface 2 Lockable Flipper Units 2 Shelf, Storage/Displays 2 Lights 1 Tack board 1 Tool Rail 1 Paper Tray 1 Diagonal Tray 1 Adjustable Keyboard Tray 1 Mobile Pedestal, Box/File
F0275 | Chair, Swivel, High Back | 1 | VV | Highback contemporary swivel chair, 41" high X 23" wide X 23" deep with five (5) caster swivel base and arms. Chair may be used at desks or in conference rooms. Back and seat are foam padded and upholstered with either woven textile fabric or vinyl.
F0420 | Cabinet, Filing, Lateral, Half Height | 1 | VV | Half height two (2) or three (3) drawer lateral filing cabinet, 28" high X 42" wide X 18" deep with recessed handles, locking device and drawer label holders. Drawers are adaptable to either letter or legal size materials.
F2000 | Basket, Wastepaper, Fire Resistant | 1 | VV | Wastepaper basket, fire resistant, approximately 40 quart capacity. This unit is used to collect and temporarily store small quantities of paper refuse in patient rooms, administrative areas and nursing stations. Size and shape varies depending on the application and manufacturer selected.
M1801 | Computer, Microprocessing, w/Flat Panel Monitor | 1 | VV | Desk top microprocessing computer. The unit shall consist of a central processing mini tower, flat panel monitor, keyboard, mouse and speakers. The system shall have the following minimum characteristics: a 2.8 GHz Pentium processor; 512 MB memory; 80GB hard drive; 32/48x CD-ROMDVD combo; 1.44MB network interface card; video 32 MB NVIDIA; a 18 inch flat panel monitor. The computer is used throughout the facility to input, manipulate and retrieve information.
5 - SS218 - HAS HIMS Coding Unit Workstation, Stff Sprt | 5 - SS218 - HAS HIMS Coding Unit Workstation, Stff Sprt | 5 - SS218 - HAS HIMS Coding Unit Workstation, Stff Sprt | 5 - SS218 - HAS HIMS Coding Unit Workstation, Stff Sprt | 5 - SS218 - HAS HIMS Coding Unit Workstation, Stff Sprt
JSN | NAME | QTY | ACQ/INS | DESCRIPTION
A1010 | Telecommunication Outlet | 2 | VV | Telecommunication outlet location.
A1015 | Telephone, Desk, Multiple Line | 1 | VV | Telephone, desk, multiple line.
E0123 | Workstation, Straight, Free Standing, 72" W | 1 | VV | This JSN will provide a whole work station typical to quickly plan work in areas in clinical or administrative spaces. There will be a price decrease if typical work stations are used with vertical hanging strips instead of panels. THIS TYPICAL INCLUDES: 4 Standard Solid Panels 2 Panel Connectors, 2-Way Corner 1 Panel-to-Panel Connector 2 Finished End Hardware 1 Cantilevered, Work Surface 2 Lockable Flipper Units 2 Shelf, Storage/Displays 2 Lights 1 Tack board 1 Tool Rail 1 Paper Tray 1 Diagonal Tray 1 Adjustable Keyboard Tray 1 Mobile Pedestal, Box/File
F0275 | Chair, Swivel, High Back | 1 | VV | Highback contemporary swivel chair, 41" high X 23" wide X 23" deep with five (5) caster swivel base and arms. Chair may be used at desks or in conference rooms. Back and seat are foam padded and upholstered with either woven textile fabric or vinyl.
F0420 | Cabinet, Filing, Lateral, Half Height | 1 | VV | Half height two (2) or three (3) drawer lateral filing cabinet, 28" high X 42" wide X 18" deep with recessed handles, locking device and drawer label holders. Drawers are adaptable to either letter or legal size materials.
F2000 | Basket, Wastepaper, Fire Resistant | 1 | VV | Wastepaper basket, fire resistant, approximately 40 quart capacity. This unit is used to collect and temporarily store small quantities of paper refuse in patient rooms, administrative areas and nursing stations. Size and shape varies depending on the application and manufacturer selected.
M1801 | Computer, Microprocessing, w/Flat Panel Monitor | 1 | VV | Desk top microprocessing computer. The unit shall consist of a central processing mini tower, flat panel monitor, keyboard, mouse and speakers. The system shall have the following minimum characteristics: a 2.8 GHz Pentium processor; 512 MB memory; 80GB hard drive; 32/48x CD-ROMDVD combo; 1.44MB network interface card; video 32 MB NVIDIA; a 18 inch flat panel monitor. The computer is used throughout the facility to input, manipulate and retrieve information.
6 - SS204 - HAS HIMS Tumor Registry Office, Stff Sprt | 6 - SS204 - HAS HIMS Tumor Registry Office, Stff Sprt | 6 - SS204 - HAS HIMS Tumor Registry Office, Stff Sprt | 6 - SS204 - HAS HIMS Tumor Registry Office, Stff Sprt | 6 - SS204 - HAS HIMS Tumor Registry Office, Stff Sprt
JSN | NAME | QTY | ACQ/INS | DESCRIPTION
A1010 | Telecommunication Outlet | 2 | VV | Telecommunication outlet location.
A1015 | Telephone, Desk, Multiple Line | 1 | VV | Telephone, desk, multiple line.
A5145 | Hook, Garment, Double, SS, Surface Mounted | 1 | CC | A surface mounted, satin finish stainless steel, double garment hook. Equipped with a concealed mounting bracket that is secured to a concealed wall plate. For general purpose use throughout the facility to hang various items of apparel.
E0078 | Workstation, L-Shaped w/Peninsula, Free Std, 78x72 | 1 | VV | This section will provide a whole work station typical to quickly plan work areas in clinical or administrative spaces. There will be a price decrease if typical work stations are used with vertical hanging strips instead of panels. THIS TYPICAL INCLUDES: 4 standard solid panels; 2 panel connectors, 2-way corner; 1 panel-to-panel connector; 2 finished end hardware; 1 cantilevered work surface; 1 peninsula work surface; 2 lockable flipper units; 2 shelf, storage/display; 2 lights; 1 tack board, 48"W; 1 tool rail, 30"W; 1 paper tray; 1 diagonal tray; 1 adjustable keyboard tray; 1 mobile pedestal, box/file.
F0110 | Bookcase, 3 Shelf | 1 | VV | Freestanding open metal shelf book case, approximately 60" high X 36" wide X 18" deep with three (3) adjustable shelves and four (4) non-marking floor glides.
F0205 | Chair, Side With Arms | 2 | VV | Upholstered side chair, 32" high X 21" wide X 23" deep with arms, padded seats and padded backs. Seat height is a minimum of 17". Available with or without sled base.
F0275 | Chair, Swivel, High Back | 1 | VV | Highback contemporary swivel chair, 41" high X 23" wide X 23" deep with five (5) caster swivel base and arms. Chair may be used at desks or in conference rooms. Back and seat are foam padded and upholstered with either woven textile fabric or vinyl.
F0420 | Cabinet, Filing, Lateral, Half Height | 1 | VV | Half height two (2) or three (3) drawer lateral filing cabinet, 28" high X 42" wide X 18" deep with recessed handles, locking device and drawer label holders. Drawers are adaptable to either letter or legal size materials.
F2000 | Basket, Wastepaper, Fire Resistant | 1 | VV | Wastepaper basket, fire resistant, approximately 40 quart capacity. This unit is used to collect and temporarily store small quantities of paper refuse in patient rooms, administrative areas and nursing stations. Size and shape varies depending on the application and manufacturer selected.
F3200 | Clock, Battery, 12" Diameter | 1 | VV | Clock, 12" diameter. Round surface, easy to read numbers with sweep second hand. Wall mounted unit for use when impractical to install a fully synchronized clock system. Battery operated, (batteries not included).
M1801 | Computer, Microprocessing, w/Flat Panel Monitor | 1 | VV | Desk top microprocessing computer. The unit shall consist of a central processing mini tower, flat panel monitor, keyboard, mouse and speakers. The system shall have the following minimum characteristics: a 2.8 GHz Pentium processor; 512 MB memory; 80GB hard drive; 32/48x CD-ROMDVD combo; 1.44MB network interface card; video 32 MB NVIDIA; a 18 inch flat panel monitor. The computer is used throughout the facility to input, manipulate and retrieve information.
7 - SS218 - HAS HIMS QA Technician Workstation, Stff Sprt | 7 - SS218 - HAS HIMS QA Technician Workstation, Stff Sprt | 7 - SS218 - HAS HIMS QA Technician Workstation, Stff Sprt | 7 - SS218 - HAS HIMS QA Technician Workstation, Stff Sprt | 7 - SS218 - HAS HIMS QA Technician Workstation, Stff Sprt
JSN | NAME | QTY | ACQ/INS | DESCRIPTION
A1010 | Telecommunication Outlet | 2 | VV | Telecommunication outlet location.
A1015 | Telephone, Desk, Multiple Line | 1 | VV | Telephone, desk, multiple line.
E0123 | Workstation, Straight, Free Standing, 72" W | 1 | VV | This JSN will provide a whole work station typical to quickly plan work in areas in clinical or administrative spaces. There will be a price decrease if typical work stations are used with vertical hanging strips instead of panels. THIS TYPICAL INCLUDES: 4 Standard Solid Panels 2 Panel Connectors, 2-Way Corner 1 Panel-to-Panel Connector 2 Finished End Hardware 1 Cantilevered, Work Surface 2 Lockable Flipper Units 2 Shelf, Storage/Displays 2 Lights 1 Tack board 1 Tool Rail 1 Paper Tray 1 Diagonal Tray 1 Adjustable Keyboard Tray 1 Mobile Pedestal, Box/File
F0275 | Chair, Swivel, High Back | 1 | VV | Highback contemporary swivel chair, 41" high X 23" wide X 23" deep with five (5) caster swivel base and arms. Chair may be used at desks or in conference rooms. Back and seat are foam padded and upholstered with either woven textile fabric or vinyl.
F0420 | Cabinet, Filing, Lateral, Half Height | 1 | VV | Half height two (2) or three (3) drawer lateral filing cabinet, 28" high X 42" wide X 18" deep with recessed handles, locking device and drawer label holders. Drawers are adaptable to either letter or legal size materials.
F2000 | Basket, Wastepaper, Fire Resistant | 1 | VV | Wastepaper basket, fire resistant, approximately 40 quart capacity. This unit is used to collect and temporarily store small quantities of paper refuse in patient rooms, administrative areas and nursing stations. Size and shape varies depending on the application and manufacturer selected.
M1801 | Computer, Microprocessing, w/Flat Panel Monitor | 1 | VV | Desk top microprocessing computer. The unit shall consist of a central processing mini tower, flat panel monitor, keyboard, mouse and speakers. The system shall have the following minimum characteristics: a 2.8 GHz Pentium processor; 512 MB memory; 80GB hard drive; 32/48x CD-ROMDVD combo; 1.44MB network interface card; video 32 MB NVIDIA; a 18 inch flat panel monitor. The computer is used throughout the facility to input, manipulate and retrieve information.
8 - SS218 - HAS HIMS Release of Information Clerk Workstation, Stff Sprt | 8 - SS218 - HAS HIMS Release of Information Clerk Workstation, Stff Sprt | 8 - SS218 - HAS HIMS Release of Information Clerk Workstation, Stff Sprt | 8 - SS218 - HAS HIMS Release of Information Clerk Workstation, Stff Sprt | 8 - SS218 - HAS HIMS Release of Information Clerk Workstation, Stff Sprt
JSN | NAME | QTY | ACQ/INS | DESCRIPTION
A1010 | Telecommunication Outlet | 2 | VV | Telecommunication outlet location.
A1015 | Telephone, Desk, Multiple Line | 1 | VV | Telephone, desk, multiple line.
E0123 | Workstation, Straight, Free Standing, 72" W | 1 | VV | This JSN will provide a whole work station typical to quickly plan work in areas in clinical or administrative spaces. There will be a price decrease if typical work stations are used with vertical hanging strips instead of panels. THIS TYPICAL INCLUDES: 4 Standard Solid Panels 2 Panel Connectors, 2-Way Corner 1 Panel-to-Panel Connector 2 Finished End Hardware 1 Cantilevered, Work Surface 2 Lockable Flipper Units 2 Shelf, Storage/Displays 2 Lights 1 Tack board 1 Tool Rail 1 Paper Tray 1 Diagonal Tray 1 Adjustable Keyboard Tray 1 Mobile Pedestal, Box/File
F0275 | Chair, Swivel, High Back | 1 | VV | Highback contemporary swivel chair, 41" high X 23" wide X 23" deep with five (5) caster swivel base and arms. Chair may be used at desks or in conference rooms. Back and seat are foam padded and upholstered with either woven textile fabric or vinyl.
F0420 | Cabinet, Filing, Lateral, Half Height | 1 | VV | Half height two (2) or three (3) drawer lateral filing cabinet, 28" high X 42" wide X 18" deep with recessed handles, locking device and drawer label holders. Drawers are adaptable to either letter or legal size materials.
F2000 | Basket, Wastepaper, Fire Resistant | 1 | VV | Wastepaper basket, fire resistant, approximately 40 quart capacity. This unit is used to collect and temporarily store small quantities of paper refuse in patient rooms, administrative areas and nursing stations. Size and shape varies depending on the application and manufacturer selected.
M1801 | Computer, Microprocessing, w/Flat Panel Monitor | 1 | VV | Desk top microprocessing computer. The unit shall consist of a central processing mini tower, flat panel monitor, keyboard, mouse and speakers. The system shall have the following minimum characteristics: a 2.8 GHz Pentium processor; 512 MB memory; 80GB hard drive; 32/48x CD-ROMDVD combo; 1.44MB network interface card; video 32 MB NVIDIA; a 18 inch flat panel monitor. The computer is used throughout the facility to input, manipulate and retrieve information.
9 - SS218 - HAS HIMS Transcription Coordinator Workstation, Stff Sprt | 9 - SS218 - HAS HIMS Transcription Coordinator Workstation, Stff Sprt | 9 - SS218 - HAS HIMS Transcription Coordinator Workstation, Stff Sprt | 9 - SS218 - HAS HIMS Transcription Coordinator Workstation, Stff Sprt | 9 - SS218 - HAS HIMS Transcription Coordinator Workstation, Stff Sprt
JSN | NAME | QTY | ACQ/INS | DESCRIPTION
A1010 | Telecommunication Outlet | 2 | VV | Telecommunication outlet location.
A1015 | Telephone, Desk, Multiple Line | 1 | VV | Telephone, desk, multiple line.
E0123 | Workstation, Straight, Free Standing, 72" W | 1 | VV | This JSN will provide a whole work station typical to quickly plan work in areas in clinical or administrative spaces. There will be a price decrease if typical work stations are used with vertical hanging strips instead of panels. THIS TYPICAL INCLUDES: 4 Standard Solid Panels 2 Panel Connectors, 2-Way Corner 1 Panel-to-Panel Connector 2 Finished End Hardware 1 Cantilevered, Work Surface 2 Lockable Flipper Units 2 Shelf, Storage/Displays 2 Lights 1 Tack board 1 Tool Rail 1 Paper Tray 1 Diagonal Tray 1 Adjustable Keyboard Tray 1 Mobile Pedestal, Box/File
F0275 | Chair, Swivel, High Back | 1 | VV | Highback contemporary swivel chair, 41" high X 23" wide X 23" deep with five (5) caster swivel base and arms. Chair may be used at desks or in conference rooms. Back and seat are foam padded and upholstered with either woven textile fabric or vinyl.
F0420 | Cabinet, Filing, Lateral, Half Height | 1 | VV | Half height two (2) or three (3) drawer lateral filing cabinet, 28" high X 42" wide X 18" deep with recessed handles, locking device and drawer label holders. Drawers are adaptable to either letter or legal size materials.
F2000 | Basket, Wastepaper, Fire Resistant | 1 | VV | Wastepaper basket, fire resistant, approximately 40 quart capacity. This unit is used to collect and temporarily store small quantities of paper refuse in patient rooms, administrative areas and nursing stations. Size and shape varies depending on the application and manufacturer selected.
M1801 | Computer, Microprocessing, w/Flat Panel Monitor | 1 | VV | Desk top microprocessing computer. The unit shall consist of a central processing mini tower, flat panel monitor, keyboard, mouse and speakers. The system shall have the following minimum characteristics: a 2.8 GHz Pentium processor; 512 MB memory; 80GB hard drive; 32/48x CD-ROMDVD combo; 1.44MB network interface card; video 32 MB NVIDIA; a 18 inch flat panel monitor. The computer is used throughout the facility to input, manipulate and retrieve information.
10 - SS218 - HAS HIMS Transcriptionist Health Workstation, Stff Sprt | 10 - SS218 - HAS HIMS Transcriptionist Health Workstation, Stff Sprt | 10 - SS218 - HAS HIMS Transcriptionist Health Workstation, Stff Sprt | 10 - SS218 - HAS HIMS Transcriptionist Health Workstation, Stff Sprt | 10 - SS218 - HAS HIMS Transcriptionist Health Workstation, Stff Sprt
JSN | NAME | QTY | ACQ/INS | DESCRIPTION
A1010 | Telecommunication Outlet | 2 | VV | Telecommunication outlet location.
A1015 | Telephone, Desk, Multiple Line | 1 | VV | Telephone, desk, multiple line.
E0123 | Workstation, Straight, Free Standing, 72" W | 1 | VV | This JSN will provide a whole work station typical to quickly plan work in areas in clinical or administrative spaces. There will be a price decrease if typical work stations are used with vertical hanging strips instead of panels. THIS TYPICAL INCLUDES: 4 Standard Solid Panels 2 Panel Connectors, 2-Way Corner 1 Panel-to-Panel Connector 2 Finished End Hardware 1 Cantilevered, Work Surface 2 Lockable Flipper Units 2 Shelf, Storage/Displays 2 Lights 1 Tack board 1 Tool Rail 1 Paper Tray 1 Diagonal Tray 1 Adjustable Keyboard Tray 1 Mobile Pedestal, Box/File
F0275 | Chair, Swivel, High Back | 1 | VV | Highback contemporary swivel chair, 41" high X 23" wide X 23" deep with five (5) caster swivel base and arms. Chair may be used at desks or in conference rooms. Back and seat are foam padded and upholstered with either woven textile fabric or vinyl.
F0420 | Cabinet, Filing, Lateral, Half Height | 1 | VV | Half height two (2) or three (3) drawer lateral filing cabinet, 28" high X 42" wide X 18" deep with recessed handles, locking device and drawer label holders. Drawers are adaptable to either letter or legal size materials.
F2000 | Basket, Wastepaper, Fire Resistant | 1 | VV | Wastepaper basket, fire resistant, approximately 40 quart capacity. This unit is used to collect and temporarily store small quantities of paper refuse in patient rooms, administrative areas and nursing stations. Size and shape varies depending on the application and manufacturer selected.
M1801 | Computer, Microprocessing, w/Flat Panel Monitor | 1 | VV | Desk top microprocessing computer. The unit shall consist of a central processing mini tower, flat panel monitor, keyboard, mouse and speakers. The system shall have the following minimum characteristics: a 2.8 GHz Pentium processor; 512 MB memory; 80GB hard drive; 32/48x CD-ROMDVD combo; 1.44MB network interface card; video 32 MB NVIDIA; a 18 inch flat panel monitor. The computer is used throughout the facility to input, manipulate and retrieve information.
11 - SB783 - HAS HIMS Transcription Equipment Storage Room, Lgstcs Svc | 11 - SB783 - HAS HIMS Transcription Equipment Storage Room, Lgstcs Svc | 11 - SB783 - HAS HIMS Transcription Equipment Storage Room, Lgstcs Svc | 11 - SB783 - HAS HIMS Transcription Equipment Storage Room, Lgstcs Svc | 11 - SB783 - HAS HIMS Transcription Equipment Storage Room, Lgstcs Svc
JSN | NAME | QTY | ACQ/INS | DESCRIPTION
M2055 | Shelving, Storage, Wire, CRS, w/Adjustable Shelves | 1 | VV | Stationary, wire, shelving unit. Unit has fully adjustable shelves constructed of stainless steel. For use in general purpose storage areas. Shelving is provided in various sizes and configurations. Price provided is for a unit approximately 74"H x 18"D x 48"W with four shelves.
12 - SS218 - HAS HIMS EPRP Technician Workstation, Stff Sprt | 12 - SS218 - HAS HIMS EPRP Technician Workstation, Stff Sprt | 12 - SS218 - HAS HIMS EPRP Technician Workstation, Stff Sprt | 12 - SS218 - HAS HIMS EPRP Technician Workstation, Stff Sprt | 12 - SS218 - HAS HIMS EPRP Technician Workstation, Stff Sprt
JSN | NAME | QTY | ACQ/INS | DESCRIPTION
A1010 | Telecommunication Outlet | 2 | VV | Telecommunication outlet location.
A1015 | Telephone, Desk, Multiple Line | 1 | VV | Telephone, desk, multiple line.
E0123 | Workstation, Straight, Free Standing, 72" W | 1 | VV | This JSN will provide a whole work station typical to quickly plan work in areas in clinical or administrative spaces. There will be a price decrease if typical work stations are used with vertical hanging strips instead of panels. THIS TYPICAL INCLUDES: 4 Standard Solid Panels 2 Panel Connectors, 2-Way Corner 1 Panel-to-Panel Connector 2 Finished End Hardware 1 Cantilevered, Work Surface 2 Lockable Flipper Units 2 Shelf, Storage/Displays 2 Lights 1 Tack board 1 Tool Rail 1 Paper Tray 1 Diagonal Tray 1 Adjustable Keyboard Tray 1 Mobile Pedestal, Box/File
F0275 | Chair, Swivel, High Back | 1 | VV | Highback contemporary swivel chair, 41" high X 23" wide X 23" deep with five (5) caster swivel base and arms. Chair may be used at desks or in conference rooms. Back and seat are foam padded and upholstered with either woven textile fabric or vinyl.
F0420 | Cabinet, Filing, Lateral, Half Height | 1 | VV | Half height two (2) or three (3) drawer lateral filing cabinet, 28" high X 42" wide X 18" deep with recessed handles, locking device and drawer label holders. Drawers are adaptable to either letter or legal size materials.
F2000 | Basket, Wastepaper, Fire Resistant | 1 | VV | Wastepaper basket, fire resistant, approximately 40 quart capacity. This unit is used to collect and temporarily store small quantities of paper refuse in patient rooms, administrative areas and nursing stations. Size and shape varies depending on the application and manufacturer selected.
M1801 | Computer, Microprocessing, w/Flat Panel Monitor | 1 | VV | Desk top microprocessing computer. The unit shall consist of a central processing mini tower, flat panel monitor, keyboard, mouse and speakers. The system shall have the following minimum characteristics: a 2.8 GHz Pentium processor; 512 MB memory; 80GB hard drive; 32/48x CD-ROMDVD combo; 1.44MB network interface card; video 32 MB NVIDIA; a 18 inch flat panel monitor. The computer is used throughout the facility to input, manipulate and retrieve information.
13 - SS218 - HAS HIMS Record Review Clerk Workstation, Stff Sprt | 13 - SS218 - HAS HIMS Record Review Clerk Workstation, Stff Sprt | 13 - SS218 - HAS HIMS Record Review Clerk Workstation, Stff Sprt | 13 - SS218 - HAS HIMS Record Review Clerk Workstation, Stff Sprt | 13 - SS218 - HAS HIMS Record Review Clerk Workstation, Stff Sprt
JSN | NAME | QTY | ACQ/INS | DESCRIPTION
A1010 | Telecommunication Outlet | 2 | VV | Telecommunication outlet location.
A1015 | Telephone, Desk, Multiple Line | 1 | VV | Telephone, desk, multiple line.
E0123 | Workstation, Straight, Free Standing, 72" W | 1 | VV | This JSN will provide a whole work station typical to quickly plan work in areas in clinical or administrative spaces. There will be a price decrease if typical work stations are used with vertical hanging strips instead of panels. THIS TYPICAL INCLUDES: 4 Standard Solid Panels 2 Panel Connectors, 2-Way Corner 1 Panel-to-Panel Connector 2 Finished End Hardware 1 Cantilevered, Work Surface 2 Lockable Flipper Units 2 Shelf, Storage/Displays 2 Lights 1 Tack board 1 Tool Rail 1 Paper Tray 1 Diagonal Tray 1 Adjustable Keyboard Tray 1 Mobile Pedestal, Box/File
F0275 | Chair, Swivel, High Back | 1 | VV | Highback contemporary swivel chair, 41" high X 23" wide X 23" deep with five (5) caster swivel base and arms. Chair may be used at desks or in conference rooms. Back and seat are foam padded and upholstered with either woven textile fabric or vinyl.
F0420 | Cabinet, Filing, Lateral, Half Height | 1 | VV | Half height two (2) or three (3) drawer lateral filing cabinet, 28" high X 42" wide X 18" deep with recessed handles, locking device and drawer label holders. Drawers are adaptable to either letter or legal size materials.
F2000 | Basket, Wastepaper, Fire Resistant | 1 | VV | Wastepaper basket, fire resistant, approximately 40 quart capacity. This unit is used to collect and temporarily store small quantities of paper refuse in patient rooms, administrative areas and nursing stations. Size and shape varies depending on the application and manufacturer selected.
M1801 | Computer, Microprocessing, w/Flat Panel Monitor | 1 | VV | Desk top microprocessing computer. The unit shall consist of a central processing mini tower, flat panel monitor, keyboard, mouse and speakers. The system shall have the following minimum characteristics: a 2.8 GHz Pentium processor; 512 MB memory; 80GB hard drive; 32/48x CD-ROMDVD combo; 1.44MB network interface card; video 32 MB NVIDIA; a 18 inch flat panel monitor. The computer is used throughout the facility to input, manipulate and retrieve information.
14 - SS227 - HAS HIMS Document Scanning Room, Stff Sprt | 14 - SS227 - HAS HIMS Document Scanning Room, Stff Sprt | 14 - SS227 - HAS HIMS Document Scanning Room, Stff Sprt | 14 - SS227 - HAS HIMS Document Scanning Room, Stff Sprt | 14 - SS227 - HAS HIMS Document Scanning Room, Stff Sprt
JSN | NAME | QTY | ACQ/INS | DESCRIPTION
A1010 | Telecommunication Outlet | 2 | VV | Telecommunication outlet location.
A1011 | Telephone, Desk, 1 Line | 1 | VV | Telephone, desk, 1 line.
F0465 | Cabinet, Storage, 2 Door, 5 Shelf | 1 | VV | Storage cabinet, 78" high X 48" wide X 24" deep with two (2) doors and five (5) adjustable shelves.
F2000 | Basket, Wastepaper, Fire Resistant | 2 | VV | Wastepaper basket, fire resistant, approximately 40 quart capacity. This unit is used to collect and temporarily store small quantities of paper refuse in patient rooms, administrative areas and nursing stations. Size and shape varies depending on the application and manufacturer selected.
F2540 | Shredder, Paper, Security | 1 | VV | Paper shredder, approximately 21" high X 15" wide X 12" deep with shredding unit and waste receptacle. Security features will include cross-cut shredding.
M1810 | Copier, Floor Standing, Digital | 1 | VV | Floor standing copier. Unit features automatic paper size selection, automatic document feeder and sorter. The system also has zoom capabilities and automatic two-sided copying. For use where medium volume reproduction is required in the range of 30 to 40 copies per minute.
M2070 | Shelving, Storage, 77hx36wx18d | 1 | VV | Storage shelving unit approximately 77" H X 36" W X 18" D. Corrosion resistant baked enamel, galvanized or stainless steel open unit with adjustable shelves. The closed version is also available. For use in the storage room.
15 - SS228 - HAS HIMS Document Scanning Supply Room, Stff Sprt | 15 - SS228 - HAS HIMS Document Scanning Supply Room, Stff Sprt | 15 - SS228 - HAS HIMS Document Scanning Supply Room, Stff Sprt | 15 - SS228 - HAS HIMS Document Scanning Supply Room, Stff Sprt | 15 - SS228 - HAS HIMS Document Scanning Supply Room, Stff Sprt
JSN | NAME | QTY | ACQ/INS | DESCRIPTION
A1010 | Telecommunication Outlet | 1 | VV | Telecommunication outlet location.
A1014 | Telephone, Wall Mounted, 1 Line, With Speaker | 1 | VV | Telephone, wall mounted, 1 line, with speaker.
M2055 | Shelving, Storage, Wire, CRS, w/Adjustable Shelves | 4 | VV | Stationary, wire, shelving unit. Unit has fully adjustable shelves constructed of stainless steel. For use in general purpose storage areas. Shelving is provided in various sizes and configurations. Price provided is for a unit approximately 74"H x 18"D x 48"W with four shelves.
16 - SC176 - HAS HIMS File Room, Clncl Sprt | 16 - SC176 - HAS HIMS File Room, Clncl Sprt | 16 - SC176 - HAS HIMS File Room, Clncl Sprt | 16 - SC176 - HAS HIMS File Room, Clncl Sprt | 16 - SC176 - HAS HIMS File Room, Clncl Sprt
JSN | NAME | QTY | ACQ/INS | DESCRIPTION
F0415 | Cabinet, Filing, Lateral, Full Height, 5 Drawer | 4 | VV | Full height five (5) drawer lateral filing cabinet, 65" high X 42" wide X 18" deep with floor levelers (front), locking device and drawer label holders. Drawers are adaptable to either letter or legal size materials.
5 - WARD ADMINISTRATION SECTION (WAS) | 5 - WARD ADMINISTRATION SECTION (WAS) | 5 - WARD ADMINISTRATION SECTION (WAS) | 5 - WARD ADMINISTRATION SECTION (WAS) | 5 - WARD ADMINISTRATION SECTION (WAS)
1 - SS204 - HAS WAS Supervisor Office, Stff Sprt | 1 - SS204 - HAS WAS Supervisor Office, Stff Sprt | 1 - SS204 - HAS WAS Supervisor Office, Stff Sprt | 1 - SS204 - HAS WAS Supervisor Office, Stff Sprt | 1 - SS204 - HAS WAS Supervisor Office, Stff Sprt
JSN | NAME | QTY | ACQ/INS | DESCRIPTION
A1010 | Telecommunication Outlet | 2 | VV | Telecommunication outlet location.
A1015 | Telephone, Desk, Multiple Line | 1 | VV | Telephone, desk, multiple line.
A5145 | Hook, Garment, Double, SS, Surface Mounted | 1 | CC | A surface mounted, satin finish stainless steel, double garment hook. Equipped with a concealed mounting bracket that is secured to a concealed wall plate. For general purpose use throughout the facility to hang various items of apparel.
E0078 | Workstation, L-Shaped w/Peninsula, Free Std, 78x72 | 1 | VV | This section will provide a whole work station typical to quickly plan work areas in clinical or administrative spaces. There will be a price decrease if typical work stations are used with vertical hanging strips instead of panels. THIS TYPICAL INCLUDES: 4 standard solid panels; 2 panel connectors, 2-way corner; 1 panel-to-panel connector; 2 finished end hardware; 1 cantilevered work surface; 1 peninsula work surface; 2 lockable flipper units; 2 shelf, storage/display; 2 lights; 1 tack board, 48"W; 1 tool rail, 30"W; 1 paper tray; 1 diagonal tray; 1 adjustable keyboard tray; 1 mobile pedestal, box/file.
F0110 | Bookcase, 3 Shelf | 1 | VV | Freestanding open metal shelf book case, approximately 60" high X 36" wide X 18" deep with three (3) adjustable shelves and four (4) non-marking floor glides.
F0205 | Chair, Side With Arms | 2 | VV | Upholstered side chair, 32" high X 21" wide X 23" deep with arms, padded seats and padded backs. Seat height is a minimum of 17". Available with or without sled base.
F0275 | Chair, Swivel, High Back | 1 | VV | Highback contemporary swivel chair, 41" high X 23" wide X 23" deep with five (5) caster swivel base and arms. Chair may be used at desks or in conference rooms. Back and seat are foam padded and upholstered with either woven textile fabric or vinyl.
F0420 | Cabinet, Filing, Lateral, Half Height | 1 | VV | Half height two (2) or three (3) drawer lateral filing cabinet, 28" high X 42" wide X 18" deep with recessed handles, locking device and drawer label holders. Drawers are adaptable to either letter or legal size materials.
F2000 | Basket, Wastepaper, Fire Resistant | 1 | VV | Wastepaper basket, fire resistant, approximately 40 quart capacity. This unit is used to collect and temporarily store small quantities of paper refuse in patient rooms, administrative areas and nursing stations. Size and shape varies depending on the application and manufacturer selected.
F3200 | Clock, Battery, 12" Diameter | 1 | VV | Clock, 12" diameter. Round surface, easy to read numbers with sweep second hand. Wall mounted unit for use when impractical to install a fully synchronized clock system. Battery operated, (batteries not included).
M1801 | Computer, Microprocessing, w/Flat Panel Monitor | 1 | VV | Desk top microprocessing computer. The unit shall consist of a central processing mini tower, flat panel monitor, keyboard, mouse and speakers. The system shall have the following minimum characteristics: a 2.8 GHz Pentium processor; 512 MB memory; 80GB hard drive; 32/48x CD-ROMDVD combo; 1.44MB network interface card; video 32 MB NVIDIA; a 18 inch flat panel monitor. The computer is used throughout the facility to input, manipulate and retrieve information.
2 - SS204 - HAS WAS Lead Clerk Office, Stff Sprt | 2 - SS204 - HAS WAS Lead Clerk Office, Stff Sprt | 2 - SS204 - HAS WAS Lead Clerk Office, Stff Sprt | 2 - SS204 - HAS WAS Lead Clerk Office, Stff Sprt | 2 - SS204 - HAS WAS Lead Clerk Office, Stff Sprt
JSN | NAME | QTY | ACQ/INS | DESCRIPTION
A1010 | Telecommunication Outlet | 2 | VV | Telecommunication outlet location.
A1015 | Telephone, Desk, Multiple Line | 1 | VV | Telephone, desk, multiple line.
A5145 | Hook, Garment, Double, SS, Surface Mounted | 1 | CC | A surface mounted, satin finish stainless steel, double garment hook. Equipped with a concealed mounting bracket that is secured to a concealed wall plate. For general purpose use throughout the facility to hang various items of apparel.
E0078 | Workstation, L-Shaped w/Peninsula, Free Std, 78x72 | 1 | VV | This section will provide a whole work station typical to quickly plan work areas in clinical or administrative spaces. There will be a price decrease if typical work stations are used with vertical hanging strips instead of panels. THIS TYPICAL INCLUDES: 4 standard solid panels; 2 panel connectors, 2-way corner; 1 panel-to-panel connector; 2 finished end hardware; 1 cantilevered work surface; 1 peninsula work surface; 2 lockable flipper units; 2 shelf, storage/display; 2 lights; 1 tack board, 48"W; 1 tool rail, 30"W; 1 paper tray; 1 diagonal tray; 1 adjustable keyboard tray; 1 mobile pedestal, box/file.
F0110 | Bookcase, 3 Shelf | 1 | VV | Freestanding open metal shelf book case, approximately 60" high X 36" wide X 18" deep with three (3) adjustable shelves and four (4) non-marking floor glides.
F0205 | Chair, Side With Arms | 2 | VV | Upholstered side chair, 32" high X 21" wide X 23" deep with arms, padded seats and padded backs. Seat height is a minimum of 17". Available with or without sled base.
F0275 | Chair, Swivel, High Back | 1 | VV | Highback contemporary swivel chair, 41" high X 23" wide X 23" deep with five (5) caster swivel base and arms. Chair may be used at desks or in conference rooms. Back and seat are foam padded and upholstered with either woven textile fabric or vinyl.
F0420 | Cabinet, Filing, Lateral, Half Height | 1 | VV | Half height two (2) or three (3) drawer lateral filing cabinet, 28" high X 42" wide X 18" deep with recessed handles, locking device and drawer label holders. Drawers are adaptable to either letter or legal size materials.
F2000 | Basket, Wastepaper, Fire Resistant | 1 | VV | Wastepaper basket, fire resistant, approximately 40 quart capacity. This unit is used to collect and temporarily store small quantities of paper refuse in patient rooms, administrative areas and nursing stations. Size and shape varies depending on the application and manufacturer selected.
F3200 | Clock, Battery, 12" Diameter | 1 | VV | Clock, 12" diameter. Round surface, easy to read numbers with sweep second hand. Wall mounted unit for use when impractical to install a fully synchronized clock system. Battery operated, (batteries not included).
M1801 | Computer, Microprocessing, w/Flat Panel Monitor | 1 | VV | Desk top microprocessing computer. The unit shall consist of a central processing mini tower, flat panel monitor, keyboard, mouse and speakers. The system shall have the following minimum characteristics: a 2.8 GHz Pentium processor; 512 MB memory; 80GB hard drive; 32/48x CD-ROMDVD combo; 1.44MB network interface card; video 32 MB NVIDIA; a 18 inch flat panel monitor. The computer is used throughout the facility to input, manipulate and retrieve information.
3 - SS218 - HAS WAS Ward Clerk Workstation, Stff Sprt | 3 - SS218 - HAS WAS Ward Clerk Workstation, Stff Sprt | 3 - SS218 - HAS WAS Ward Clerk Workstation, Stff Sprt | 3 - SS218 - HAS WAS Ward Clerk Workstation, Stff Sprt | 3 - SS218 - HAS WAS Ward Clerk Workstation, Stff Sprt
JSN | NAME | QTY | ACQ/INS | DESCRIPTION
A1010 | Telecommunication Outlet | 2 | VV | Telecommunication outlet location.
A1015 | Telephone, Desk, Multiple Line | 1 | VV | Telephone, desk, multiple line.
E0123 | Workstation, Straight, Free Standing, 72" W | 1 | VV | This JSN will provide a whole work station typical to quickly plan work in areas in clinical or administrative spaces. There will be a price decrease if typical work stations are used with vertical hanging strips instead of panels. THIS TYPICAL INCLUDES: 4 Standard Solid Panels 2 Panel Connectors, 2-Way Corner 1 Panel-to-Panel Connector 2 Finished End Hardware 1 Cantilevered, Work Surface 2 Lockable Flipper Units 2 Shelf, Storage/Displays 2 Lights 1 Tack board 1 Tool Rail 1 Paper Tray 1 Diagonal Tray 1 Adjustable Keyboard Tray 1 Mobile Pedestal, Box/File
F0275 | Chair, Swivel, High Back | 1 | VV | Highback contemporary swivel chair, 41" high X 23" wide X 23" deep with five (5) caster swivel base and arms. Chair may be used at desks or in conference rooms. Back and seat are foam padded and upholstered with either woven textile fabric or vinyl.
F0420 | Cabinet, Filing, Lateral, Half Height | 1 | VV | Half height two (2) or three (3) drawer lateral filing cabinet, 28" high X 42" wide X 18" deep with recessed handles, locking device and drawer label holders. Drawers are adaptable to either letter or legal size materials.
F2000 | Basket, Wastepaper, Fire Resistant | 1 | VV | Wastepaper basket, fire resistant, approximately 40 quart capacity. This unit is used to collect and temporarily store small quantities of paper refuse in patient rooms, administrative areas and nursing stations. Size and shape varies depending on the application and manufacturer selected.
M1801 | Computer, Microprocessing, w/Flat Panel Monitor | 1 | VV | Desk top microprocessing computer. The unit shall consist of a central processing mini tower, flat panel monitor, keyboard, mouse and speakers. The system shall have the following minimum characteristics: a 2.8 GHz Pentium processor; 512 MB memory; 80GB hard drive; 32/48x CD-ROMDVD combo; 1.44MB network interface card; video 32 MB NVIDIA; a 18 inch flat panel monitor. The computer is used throughout the facility to input, manipulate and retrieve information.
4 - SB707 - HAS WAS Alcove Storage, Lgstcs Svc | 4 - SB707 - HAS WAS Alcove Storage, Lgstcs Svc | 4 - SB707 - HAS WAS Alcove Storage, Lgstcs Svc | 4 - SB707 - HAS WAS Alcove Storage, Lgstcs Svc | 4 - SB707 - HAS WAS Alcove Storage, Lgstcs Svc
JSN | NAME | QTY | ACQ/INS | DESCRIPTION
A1010 | Telecommunication Outlet | 1 | VV | Telecommunication outlet location.
A1014 | Telephone, Wall Mounted, 1 Line, With Speaker | 1 | VV | Telephone, wall mounted, 1 line, with speaker.
M2055 | Shelving, Storage, Wire, CRS, w/Adjustable Shelves | 4 | VV | Stationary, wire, shelving unit. Unit has fully adjustable shelves constructed of stainless steel. For use in general purpose storage areas. Shelving is provided in various sizes and configurations. Price provided is for a unit approximately 74"H x 18"D x 48"W with four shelves.
6 - FEE SERVICES (FS) SECTION | 6 - FEE SERVICES (FS) SECTION | 6 - FEE SERVICES (FS) SECTION | 6 - FEE SERVICES (FS) SECTION | 6 - FEE SERVICES (FS) SECTION
1 - SS204 - HAS FS Section Chief Office, Stff Sprt | 1 - SS204 - HAS FS Section Chief Office, Stff Sprt | 1 - SS204 - HAS FS Section Chief Office, Stff Sprt | 1 - SS204 - HAS FS Section Chief Office, Stff Sprt | 1 - SS204 - HAS FS Section Chief Office, Stff Sprt
JSN | NAME | QTY | ACQ/INS | DESCRIPTION
A1010 | Telecommunication Outlet | 2 | VV | Telecommunication outlet location.
A1015 | Telephone, Desk, Multiple Line | 1 | VV | Telephone, desk, multiple line.
A5145 | Hook, Garment, Double, SS, Surface Mounted | 1 | CC | A surface mounted, satin finish stainless steel, double garment hook. Equipped with a concealed mounting bracket that is secured to a concealed wall plate. For general purpose use throughout the facility to hang various items of apparel.
E0078 | Workstation, L-Shaped w/Peninsula, Free Std, 78x72 | 1 | VV | This section will provide a whole work station typical to quickly plan work areas in clinical or administrative spaces. There will be a price decrease if typical work stations are used with vertical hanging strips instead of panels. THIS TYPICAL INCLUDES: 4 standard solid panels; 2 panel connectors, 2-way corner; 1 panel-to-panel connector; 2 finished end hardware; 1 cantilevered work surface; 1 peninsula work surface; 2 lockable flipper units; 2 shelf, storage/display; 2 lights; 1 tack board, 48"W; 1 tool rail, 30"W; 1 paper tray; 1 diagonal tray; 1 adjustable keyboard tray; 1 mobile pedestal, box/file.
F0110 | Bookcase, 3 Shelf | 1 | VV | Freestanding open metal shelf book case, approximately 60" high X 36" wide X 18" deep with three (3) adjustable shelves and four (4) non-marking floor glides.
F0205 | Chair, Side With Arms | 2 | VV | Upholstered side chair, 32" high X 21" wide X 23" deep with arms, padded seats and padded backs. Seat height is a minimum of 17". Available with or without sled base.
F0275 | Chair, Swivel, High Back | 1 | VV | Highback contemporary swivel chair, 41" high X 23" wide X 23" deep with five (5) caster swivel base and arms. Chair may be used at desks or in conference rooms. Back and seat are foam padded and upholstered with either woven textile fabric or vinyl.
F0420 | Cabinet, Filing, Lateral, Half Height | 1 | VV | Half height two (2) or three (3) drawer lateral filing cabinet, 28" high X 42" wide X 18" deep with recessed handles, locking device and drawer label holders. Drawers are adaptable to either letter or legal size materials.
F2000 | Basket, Wastepaper, Fire Resistant | 1 | VV | Wastepaper basket, fire resistant, approximately 40 quart capacity. This unit is used to collect and temporarily store small quantities of paper refuse in patient rooms, administrative areas and nursing stations. Size and shape varies depending on the application and manufacturer selected.
F3200 | Clock, Battery, 12" Diameter | 1 | VV | Clock, 12" diameter. Round surface, easy to read numbers with sweep second hand. Wall mounted unit for use when impractical to install a fully synchronized clock system. Battery operated, (batteries not included).
M1801 | Computer, Microprocessing, w/Flat Panel Monitor | 1 | VV | Desk top microprocessing computer. The unit shall consist of a central processing mini tower, flat panel monitor, keyboard, mouse and speakers. The system shall have the following minimum characteristics: a 2.8 GHz Pentium processor; 512 MB memory; 80GB hard drive; 32/48x CD-ROMDVD combo; 1.44MB network interface card; video 32 MB NVIDIA; a 18 inch flat panel monitor. The computer is used throughout the facility to input, manipulate and retrieve information.
2 - SS204 - HAS FS Supervisor Office, Stff Sprt | 2 - SS204 - HAS FS Supervisor Office, Stff Sprt | 2 - SS204 - HAS FS Supervisor Office, Stff Sprt | 2 - SS204 - HAS FS Supervisor Office, Stff Sprt | 2 - SS204 - HAS FS Supervisor Office, Stff Sprt
JSN | NAME | QTY | ACQ/INS | DESCRIPTION
A1010 | Telecommunication Outlet | 2 | VV | Telecommunication outlet location.
A1015 | Telephone, Desk, Multiple Line | 1 | VV | Telephone, desk, multiple line.
A5145 | Hook, Garment, Double, SS, Surface Mounted | 1 | CC | A surface mounted, satin finish stainless steel, double garment hook. Equipped with a concealed mounting bracket that is secured to a concealed wall plate. For general purpose use throughout the facility to hang various items of apparel.
E0078 | Workstation, L-Shaped w/Peninsula, Free Std, 78x72 | 1 | VV | This section will provide a whole work station typical to quickly plan work areas in clinical or administrative spaces. There will be a price decrease if typical work stations are used with vertical hanging strips instead of panels. THIS TYPICAL INCLUDES: 4 standard solid panels; 2 panel connectors, 2-way corner; 1 panel-to-panel connector; 2 finished end hardware; 1 cantilevered work surface; 1 peninsula work surface; 2 lockable flipper units; 2 shelf, storage/display; 2 lights; 1 tack board, 48"W; 1 tool rail, 30"W; 1 paper tray; 1 diagonal tray; 1 adjustable keyboard tray; 1 mobile pedestal, box/file.
F0110 | Bookcase, 3 Shelf | 1 | VV | Freestanding open metal shelf book case, approximately 60" high X 36" wide X 18" deep with three (3) adjustable shelves and four (4) non-marking floor glides.
F0205 | Chair, Side With Arms | 2 | VV | Upholstered side chair, 32" high X 21" wide X 23" deep with arms, padded seats and padded backs. Seat height is a minimum of 17". Available with or without sled base.
F0275 | Chair, Swivel, High Back | 1 | VV | Highback contemporary swivel chair, 41" high X 23" wide X 23" deep with five (5) caster swivel base and arms. Chair may be used at desks or in conference rooms. Back and seat are foam padded and upholstered with either woven textile fabric or vinyl.
F0420 | Cabinet, Filing, Lateral, Half Height | 1 | VV | Half height two (2) or three (3) drawer lateral filing cabinet, 28" high X 42" wide X 18" deep with recessed handles, locking device and drawer label holders. Drawers are adaptable to either letter or legal size materials.
F2000 | Basket, Wastepaper, Fire Resistant | 1 | VV | Wastepaper basket, fire resistant, approximately 40 quart capacity. This unit is used to collect and temporarily store small quantities of paper refuse in patient rooms, administrative areas and nursing stations. Size and shape varies depending on the application and manufacturer selected.
F3200 | Clock, Battery, 12" Diameter | 1 | VV | Clock, 12" diameter. Round surface, easy to read numbers with sweep second hand. Wall mounted unit for use when impractical to install a fully synchronized clock system. Battery operated, (batteries not included).
M1801 | Computer, Microprocessing, w/Flat Panel Monitor | 1 | VV | Desk top microprocessing computer. The unit shall consist of a central processing mini tower, flat panel monitor, keyboard, mouse and speakers. The system shall have the following minimum characteristics: a 2.8 GHz Pentium processor; 512 MB memory; 80GB hard drive; 32/48x CD-ROMDVD combo; 1.44MB network interface card; video 32 MB NVIDIA; a 18 inch flat panel monitor. The computer is used throughout the facility to input, manipulate and retrieve information.
3 - SS221 - HAS FS Reception, Stff Sprt | 3 - SS221 - HAS FS Reception, Stff Sprt | 3 - SS221 - HAS FS Reception, Stff Sprt | 3 - SS221 - HAS FS Reception, Stff Sprt | 3 - SS221 - HAS FS Reception, Stff Sprt
JSN | NAME | QTY | ACQ/INS | DESCRIPTION
A1010 | Telecommunication Outlet | 1 | VV | Telecommunication outlet location.
A1015 | Telephone, Desk, Multiple Line | 1 | VV | Telephone, desk, multiple line.
A6105 | Counter, Reception Control, Built-In | 1 | CC | Counter, control, inpatient, built-in. Consists of two 18” wide base cabinets with two drawers and file drawer, two 30” wide pencil drawers and two 18” wide base cabinet with four drawers. The countertop shall be a composition of wood particle core with plastic laminate surface having a hard smooth surface finish, standard thickness of 1” and a 4” butt backsplash/curb. Pricing based on a 30" depth.
F0275 | Chair, Swivel, High Back | 1 | VV | Highback contemporary swivel chair, 41" high X 23" wide X 23" deep with five (5) caster swivel base and arms. Chair may be used at desks or in conference rooms. Back and seat are foam padded and upholstered with either woven textile fabric or vinyl.
F2000 | Basket, Wastepaper, Fire Resistant | 1 | VV | Wastepaper basket, fire resistant, approximately 40 quart capacity. This unit is used to collect and temporarily store small quantities of paper refuse in patient rooms, administrative areas and nursing stations. Size and shape varies depending on the application and manufacturer selected.
F3200 | Clock, Battery, 12" Diameter | 1 | VV | Clock, 12" diameter. Round surface, easy to read numbers with sweep second hand. Wall mounted unit for use when impractical to install a fully synchronized clock system. Battery operated, (batteries not included).
M1801 | Computer, Microprocessing, w/Flat Panel Monitor | 1 | VV | Desk top microprocessing computer. The unit shall consist of a central processing mini tower, flat panel monitor, keyboard, mouse and speakers. The system shall have the following minimum characteristics: a 2.8 GHz Pentium processor; 512 MB memory; 80GB hard drive; 32/48x CD-ROMDVD combo; 1.44MB network interface card; video 32 MB NVIDIA; a 18 inch flat panel monitor. The computer is used throughout the facility to input, manipulate and retrieve information.
4 - SS218 - HAS FS Administrative Support Workstation, Stff Sprt | 4 - SS218 - HAS FS Administrative Support Workstation, Stff Sprt | 4 - SS218 - HAS FS Administrative Support Workstation, Stff Sprt | 4 - SS218 - HAS FS Administrative Support Workstation, Stff Sprt | 4 - SS218 - HAS FS Administrative Support Workstation, Stff Sprt
JSN | NAME | QTY | ACQ/INS | DESCRIPTION
A1010 | Telecommunication Outlet | 2 | VV | Telecommunication outlet location.
A1015 | Telephone, Desk, Multiple Line | 1 | VV | Telephone, desk, multiple line.
E0123 | Workstation, Straight, Free Standing, 72" W | 1 | VV | This JSN will provide a whole work station typical to quickly plan work in areas in clinical or administrative spaces. There will be a price decrease if typical work stations are used with vertical hanging strips instead of panels. THIS TYPICAL INCLUDES: 4 Standard Solid Panels 2 Panel Connectors, 2-Way Corner 1 Panel-to-Panel Connector 2 Finished End Hardware 1 Cantilevered, Work Surface 2 Lockable Flipper Units 2 Shelf, Storage/Displays 2 Lights 1 Tack board 1 Tool Rail 1 Paper Tray 1 Diagonal Tray 1 Adjustable Keyboard Tray 1 Mobile Pedestal, Box/File
F0275 | Chair, Swivel, High Back | 1 | VV | Highback contemporary swivel chair, 41" high X 23" wide X 23" deep with five (5) caster swivel base and arms. Chair may be used at desks or in conference rooms. Back and seat are foam padded and upholstered with either woven textile fabric or vinyl.
F0420 | Cabinet, Filing, Lateral, Half Height | 1 | VV | Half height two (2) or three (3) drawer lateral filing cabinet, 28" high X 42" wide X 18" deep with recessed handles, locking device and drawer label holders. Drawers are adaptable to either letter or legal size materials.
F2000 | Basket, Wastepaper, Fire Resistant | 1 | VV | Wastepaper basket, fire resistant, approximately 40 quart capacity. This unit is used to collect and temporarily store small quantities of paper refuse in patient rooms, administrative areas and nursing stations. Size and shape varies depending on the application and manufacturer selected.
M1801 | Computer, Microprocessing, w/Flat Panel Monitor | 1 | VV | Desk top microprocessing computer. The unit shall consist of a central processing mini tower, flat panel monitor, keyboard, mouse and speakers. The system shall have the following minimum characteristics: a 2.8 GHz Pentium processor; 512 MB memory; 80GB hard drive; 32/48x CD-ROMDVD combo; 1.44MB network interface card; video 32 MB NVIDIA; a 18 inch flat panel monitor. The computer is used throughout the facility to input, manipulate and retrieve information.
5 - SS218 - HAS FS Interview Workstation, Stff Sprt | 5 - SS218 - HAS FS Interview Workstation, Stff Sprt | 5 - SS218 - HAS FS Interview Workstation, Stff Sprt | 5 - SS218 - HAS FS Interview Workstation, Stff Sprt | 5 - SS218 - HAS FS Interview Workstation, Stff Sprt
JSN | NAME | QTY | ACQ/INS | DESCRIPTION
A1010 | Telecommunication Outlet | 2 | VV | Telecommunication outlet location.
A1015 | Telephone, Desk, Multiple Line | 1 | VV | Telephone, desk, multiple line.
E0123 | Workstation, Straight, Free Standing, 72" W | 1 | VV | This JSN will provide a whole work station typical to quickly plan work in areas in clinical or administrative spaces. There will be a price decrease if typical work stations are used with vertical hanging strips instead of panels. THIS TYPICAL INCLUDES: 4 Standard Solid Panels 2 Panel Connectors, 2-Way Corner 1 Panel-to-Panel Connector 2 Finished End Hardware 1 Cantilevered, Work Surface 2 Lockable Flipper Units 2 Shelf, Storage/Displays 2 Lights 1 Tack board 1 Tool Rail 1 Paper Tray 1 Diagonal Tray 1 Adjustable Keyboard Tray 1 Mobile Pedestal, Box/File
F0275 | Chair, Swivel, High Back | 1 | VV | Highback contemporary swivel chair, 41" high X 23" wide X 23" deep with five (5) caster swivel base and arms. Chair may be used at desks or in conference rooms. Back and seat are foam padded and upholstered with either woven textile fabric or vinyl.
F0420 | Cabinet, Filing, Lateral, Half Height | 1 | VV | Half height two (2) or three (3) drawer lateral filing cabinet, 28" high X 42" wide X 18" deep with recessed handles, locking device and drawer label holders. Drawers are adaptable to either letter or legal size materials.
F2000 | Basket, Wastepaper, Fire Resistant | 1 | VV | Wastepaper basket, fire resistant, approximately 40 quart capacity. This unit is used to collect and temporarily store small quantities of paper refuse in patient rooms, administrative areas and nursing stations. Size and shape varies depending on the application and manufacturer selected.
M1801 | Computer, Microprocessing, w/Flat Panel Monitor | 1 | VV | Desk top microprocessing computer. The unit shall consist of a central processing mini tower, flat panel monitor, keyboard, mouse and speakers. The system shall have the following minimum characteristics: a 2.8 GHz Pentium processor; 512 MB memory; 80GB hard drive; 32/48x CD-ROMDVD combo; 1.44MB network interface card; video 32 MB NVIDIA; a 18 inch flat panel monitor. The computer is used throughout the facility to input, manipulate and retrieve information.
6 - SB776 - HAS FS Supplemental Equipment Storage Room, Lgstcs Svc | 6 - SB776 - HAS FS Supplemental Equipment Storage Room, Lgstcs Svc | 6 - SB776 - HAS FS Supplemental Equipment Storage Room, Lgstcs Svc | 6 - SB776 - HAS FS Supplemental Equipment Storage Room, Lgstcs Svc | 6 - SB776 - HAS FS Supplemental Equipment Storage Room, Lgstcs Svc
JSN | NAME | QTY | ACQ/INS | DESCRIPTION
M2055 | Shelving, Storage, Wire, CRS, w/Adjustable Shelves | 1 | VV | Stationary, wire, shelving unit. Unit has fully adjustable shelves constructed of stainless steel. For use in general purpose storage areas. Shelving is provided in various sizes and configurations. Price provided is for a unit approximately 74"H x 18"D x 48"W with four shelves.
7 - OFFICE OPERATIONS SECTION | 7 - OFFICE OPERATIONS SECTION | 7 - OFFICE OPERATIONS SECTION | 7 - OFFICE OPERATIONS SECTION | 7 - OFFICE OPERATIONS SECTION
1 - SB653 - HAS Mailroom, Lgstcs Svc | 1 - SB653 - HAS Mailroom, Lgstcs Svc | 1 - SB653 - HAS Mailroom, Lgstcs Svc | 1 - SB653 - HAS Mailroom, Lgstcs Svc | 1 - SB653 - HAS Mailroom, Lgstcs Svc
JSN | NAME | QTY | ACQ/INS | DESCRIPTION
A1055 | Mailbox, Horizontal, Rear Loading | 1 | CC | Horizontal, rear loading mail box. Consists of aluminum compartment doors with single dial reset-table combination lock, and zinc plated steel compartments. Used for mail distribution. Unit consists of 60 doors (door sizes either 12" high and 5" wide or 12" wide and 5" high). Size as required.
F0350 | Stool, Step, Retractable Caster | 1 | VV | Step stool, approximately 18" high X 16" diameter with three retractable casters, skid proof rings and ribbed treads.