## Report Info
Contents - VA PG-18-5 Department of Veterans Affairs EMERGENCY DEPARTMENT (ED) (256) Master Report Generated: 15 Mar 2022 10:04AM ET

## EMERGENCY DEPARTMENT (ED) (256)
EMERGENCY DEPARTMENT (ED) (256) | EMERGENCY DEPARTMENT (ED) (256) | EMERGENCY DEPARTMENT (ED) (256) | EMERGENCY DEPARTMENT (ED) (256) | EMERGENCY DEPARTMENT (ED) (256)
2 - RECEPTION / PUBLIC AREA | 2 - RECEPTION / PUBLIC AREA | 2 - RECEPTION / PUBLIC AREA | 2 - RECEPTION / PUBLIC AREA | 2 - RECEPTION / PUBLIC AREA
1 - SB291 - ED Walk-in Vestibule, Bldg Sprt | 1 - SB291 - ED Walk-in Vestibule, Bldg Sprt | 1 - SB291 - ED Walk-in Vestibule, Bldg Sprt | 1 - SB291 - ED Walk-in Vestibule, Bldg Sprt | 1 - SB291 - ED Walk-in Vestibule, Bldg Sprt
JSN | NAME | QTY | ACQ/INS | DESCRIPTION
A6046 | Artwork, Decorative, With Frame | 1 | VV | This JSN is to be used for determining and defining location of decorative artwork.
5 - SB003 - ED General Waiting, Bldg Sprt | 5 - SB003 - ED General Waiting, Bldg Sprt | 5 - SB003 - ED General Waiting, Bldg Sprt | 5 - SB003 - ED General Waiting, Bldg Sprt | 5 - SB003 - ED General Waiting, Bldg Sprt
JSN | NAME | QTY | ACQ/INS | DESCRIPTION
A5077 | Dispenser, Hand Sanitizer, Hands-Free | 1 | VV | A touch free wall-mounted hand sanitizer dispenser. For use throughout a healthcare facility. Unit does not include the sanitizing liquid. Units are battery operated.
A6046 | Artwork, Decorative, With Frame | 1 | VV | This JSN is to be used for determining and defining location of decorative artwork.
F0206 | Chair, Side, Bariatric, With Arms | 1 | VV | A bariatric side chair with arms for use in a waiting room, lobby or other patient area. Chair will have a padded seat and back and have a capacity of 800 pounds.
F0305 | Chair, Waiting Room, Single | 1 | VV | Single seat waiting room chair with foam padded seat and back. Upholstered with either woven fabric textile or vinyl. Arms and floor glides included.
F2000 | Basket, Wastepaper, Fire Resistant | 1 | VV | Wastepaper basket, fire resistant, approximately 40 quart capacity. This unit is used to collect and temporarily store small quantities of paper refuse in patient rooms, administrative areas and nursing stations. Size and shape varies depending on the application and manufacturer selected.
F2300 | Rack, Magazine, Wall Mounted | 1 | VV | Wall mounted magazine rack with nine (9) magazine holding compartments.
F3200 | Clock, Battery, 12" Diameter | 1 | VV | Clock, 12" diameter. Round surface, easy to read numbers with sweep second hand. Wall mounted unit for use when impractical to install a fully synchronized clock system. Battery operated, (batteries not included).
6 - SB051 - ED Family Waiting, Bldg Sprt | 6 - SB051 - ED Family Waiting, Bldg Sprt | 6 - SB051 - ED Family Waiting, Bldg Sprt | 6 - SB051 - ED Family Waiting, Bldg Sprt | 6 - SB051 - ED Family Waiting, Bldg Sprt
JSN | NAME | QTY | ACQ/INS | DESCRIPTION
A5077 | Dispenser, Hand Sanitizer, Hands-Free | 1 | VV | A touch free wall-mounted hand sanitizer dispenser. For use throughout a healthcare facility. Unit does not include the sanitizing liquid. Units are battery operated.
F0250 | Chair, Arm, Lounge Type | 1 | VV | Lounge chair approximately 33" high X 28" wide X 29" deep, with arms and floor glides. Chair completely padded and upholstered in either woven textile fabric or vinyl.
F0375 | Sofa, Upholstered | 1 | VV | Executive sofa with woven fabric textile or vinyl upholstery, foam padded arms, steel spring and foam rubber backs and seats, and floor glides.
F2000 | Basket, Wastepaper, Fire Resistant | 2 | VV | Wastepaper basket, fire resistant, approximately 40 quart capacity. This unit is used to collect and temporarily store small quantities of paper refuse in patient rooms, administrative areas and nursing stations. Size and shape varies depending on the application and manufacturer selected.
F3200 | Clock, Battery, 12" Diameter | 1 | VV | Clock, 12" diameter. Round surface, easy to read numbers with sweep second hand. Wall mounted unit for use when impractical to install a fully synchronized clock system. Battery operated, (batteries not included).
7 - SB113 - ED Information Kiosk, Bldg Sprt | 7 - SB113 - ED Information Kiosk, Bldg Sprt | 7 - SB113 - ED Information Kiosk, Bldg Sprt | 7 - SB113 - ED Information Kiosk, Bldg Sprt | 7 - SB113 - ED Information Kiosk, Bldg Sprt
JSN | NAME | QTY | ACQ/INS | DESCRIPTION
A1010 | Telecommunication Outlet | 1 | VV | Telecommunication outlet location.
M1890 | Kiosk, Educational, Stand-Up | 1 | VV | A free standing Kiosk providing educational information for patients. The kiosk will, as a minimum, include a computer, an LCD display of approximately 19" with a touch screen, keyboard with track ball, speakers, printer, card reader, bar code scanner and housed in a durable steel enclosure. The unit will contain all necessary software packages to satisfy a wide spectrum of information distribution. Final configuration of kiosk will be determined at time of purchase.
8 - SC183 - ED Reception, Clncl Sprt | 8 - SC183 - ED Reception, Clncl Sprt | 8 - SC183 - ED Reception, Clncl Sprt | 8 - SC183 - ED Reception, Clncl Sprt | 8 - SC183 - ED Reception, Clncl Sprt
JSN | NAME | QTY | ACQ/INS | DESCRIPTION
A1015 | Telephone, Desk, Multiple Line | 1 | VV | Telephone, desk, multiple line.
A6105 | Counter, Reception Control, Built-In | 1 | CC | Counter, control, inpatient, built-in. Consists of two 18” wide base cabinets with two drawers and file drawer, two 30” wide pencil drawers and two 18” wide base cabinet with four drawers. The countertop shall be a composition of wood particle core with plastic laminate surface having a hard smooth surface finish, standard thickness of 1” and a 4” butt backsplash/curb. Pricing based on a 30" depth.
F0275 | Chair, Swivel, High Back | 1 | VV | Highback contemporary swivel chair, 41" high X 23" wide X 23" deep with five (5) caster swivel base and arms. Chair may be used at desks or in conference rooms. Back and seat are foam padded and upholstered with either woven textile fabric or vinyl.
F2000 | Basket, Wastepaper, Fire Resistant | 1 | VV | Wastepaper basket, fire resistant, approximately 40 quart capacity. This unit is used to collect and temporarily store small quantities of paper refuse in patient rooms, administrative areas and nursing stations. Size and shape varies depending on the application and manufacturer selected.
M1801 | Computer, Microprocessing, w/Flat Panel Monitor | 1 | VV | Desk top microprocessing computer. The unit shall consist of a central processing mini tower, flat panel monitor, keyboard, mouse and speakers. The system shall have the following minimum characteristics: a 2.8 GHz Pentium processor; 512 MB memory; 80GB hard drive; 32/48x CD-ROMDVD combo; 1.44MB network interface card; video 32 MB NVIDIA; a 18 inch flat panel monitor. The computer is used throughout the facility to input, manipulate and retrieve information.
9 - SB003 - ED First Look Patient Waiting, Bldg Sprt | 9 - SB003 - ED First Look Patient Waiting, Bldg Sprt | 9 - SB003 - ED First Look Patient Waiting, Bldg Sprt | 9 - SB003 - ED First Look Patient Waiting, Bldg Sprt | 9 - SB003 - ED First Look Patient Waiting, Bldg Sprt
JSN | NAME | QTY | ACQ/INS | DESCRIPTION
A5077 | Dispenser, Hand Sanitizer, Hands-Free | 1 | VV | A touch free wall-mounted hand sanitizer dispenser. For use throughout a healthcare facility. Unit does not include the sanitizing liquid. Units are battery operated.
A6046 | Artwork, Decorative, With Frame | 1 | VV | This JSN is to be used for determining and defining location of decorative artwork.
F0206 | Chair, Side, Bariatric, With Arms | 1 | VV | A bariatric side chair with arms for use in a waiting room, lobby or other patient area. Chair will have a padded seat and back and have a capacity of 800 pounds.
F0305 | Chair, Waiting Room, Single | 1 | VV | Single seat waiting room chair with foam padded seat and back. Upholstered with either woven fabric textile or vinyl. Arms and floor glides included.
F2000 | Basket, Wastepaper, Fire Resistant | 1 | VV | Wastepaper basket, fire resistant, approximately 40 quart capacity. This unit is used to collect and temporarily store small quantities of paper refuse in patient rooms, administrative areas and nursing stations. Size and shape varies depending on the application and manufacturer selected.
F2300 | Rack, Magazine, Wall Mounted | 1 | VV | Wall mounted magazine rack with nine (9) magazine holding compartments.
F3200 | Clock, Battery, 12" Diameter | 1 | VV | Clock, 12" diameter. Round surface, easy to read numbers with sweep second hand. Wall mounted unit for use when impractical to install a fully synchronized clock system. Battery operated, (batteries not included).
10 - CED11 - First Look Station, ED | 10 - CED11 - First Look Station, ED | 10 - CED11 - First Look Station, ED | 10 - CED11 - First Look Station, ED | 10 - CED11 - First Look Station, ED
JSN | NAME | QTY | ACQ/INS | DESCRIPTION
A1010 | Telecommunication Outlet | 3 | VV | Telecommunication outlet location.
A1015 | Telephone, Desk, Multiple Line | 1 | VV | Telephone, desk, multiple line.
E0045 | Workcenter, Computer, Free Standing, 60" W | 1 | VV | THIS TYPICAL INCLUDES: 1 Tool Rail 2 Paper Tray 1 Diagonal Tray 1 Freestanding Work Surface 1 Mobile Pedestal, Box/File 1 Adjustable Keyboard Tray
F0275 | Chair, Swivel, High Back | 1 | VV | Highback contemporary swivel chair, 41" high X 23" wide X 23" deep with five (5) caster swivel base and arms. Chair may be used at desks or in conference rooms. Back and seat are foam padded and upholstered with either woven textile fabric or vinyl.
M1801 | Computer, Microprocessing, w/Flat Panel Monitor | 2 | VV | Desk top microprocessing computer. The unit shall consist of a central processing mini tower, flat panel monitor, keyboard, mouse and speakers. The system shall have the following minimum characteristics: a 2.8 GHz Pentium processor; 512 MB memory; 80GB hard drive; 32/48x CD-ROMDVD combo; 1.44MB network interface card; video 32 MB NVIDIA; a 18 inch flat panel monitor. The computer is used throughout the facility to input, manipulate and retrieve information.
M1825 | Printer, Computer | 1 | VV | High resolution computer printer with a variety of type styles and sheet/envelope feeder trays. Database information reflects network ready, medium duty office style laser printers. Other types of printers (bubble jet, dot matrix, line or plotter) as well as light or heavy use capabilities are available.
M1830 | Printer, Label, Pharmacy | 1 | VV | Label printer for use in pharmacy applications. The printer shall be bench top standing. It shall be flexible enough to accommodate label sizes up to 4 inches, with a minimum print speed of 6 inches per second and a minimum resolution of 203 dpi.
M4116 | Monitor, Vital Signs | 1 | VV | Electronic sphygmomanometer. LCD displays non-invasive blood pressure, pulse rate and temperature. Used in hospitals and clinics. Includes an optional mobile stand.
11 - SS268 - ED Copy / Supply Alcove, Stff Sprt | 11 - SS268 - ED Copy / Supply Alcove, Stff Sprt | 11 - SS268 - ED Copy / Supply Alcove, Stff Sprt | 11 - SS268 - ED Copy / Supply Alcove, Stff Sprt | 11 - SS268 - ED Copy / Supply Alcove, Stff Sprt
JSN | NAME | QTY | ACQ/INS | DESCRIPTION
A1011 | Telephone, Desk, 1 Line | 1 | VV | Telephone, desk, 1 line.
C04F0 | Cabinet, U/C/B, 1 Shelf, 2 Half DR, 2 DO, 36x36x22 | 1 | CC | Standing height under counter base cabinet with an adjustable shelf and two half width drawers above solid hinged doors. Also referred to as a combination cabinet or a drawer and cupboard cabinet. For general purpose use throughout the facility.
CT020 | Countertop, Solid Surface | 1 | CC | A solid, nonporous countertop with a smooth seamless appearance. Easy to clean and maintain and with proper cleaning does not support the growth of mold. An acrylic-based solid surface product. Standard thickness of 1", and a 4" butt backsplash/curb. Also referred to as a work surface or work top. Available in a choice of colors and depths. Used in lab and other hospital areas requiring optimum physical and chemical resisting properties.
F2000 | Basket, Wastepaper, Fire Resistant | 1 | VV | Wastepaper basket, fire resistant, approximately 40 quart capacity. This unit is used to collect and temporarily store small quantities of paper refuse in patient rooms, administrative areas and nursing stations. Size and shape varies depending on the application and manufacturer selected.
F2550 | Shredder, Paper Heavy Duty | 1 | VV | Shredder shall be able to process a minimum of 25 sheets of paper per pass at a minimum rate of 20 feet per minute. The unit shall have a 16 inch throat to accept paper. Paper shall be shredded into 1/4 inch strips.
M1810 | Copier, Floor Standing, Digital | 1 | VV | Floor standing copier. Unit features automatic paper size selection, automatic document feeder and sorter. The system also has zoom capabilities and automatic two-sided copying. For use where medium volume reproduction is required in the range of 30 to 40 copies per minute.
13 - SC001 - ED Patient Discharge Room, Clncl Sprt | 13 - SC001 - ED Patient Discharge Room, Clncl Sprt | 13 - SC001 - ED Patient Discharge Room, Clncl Sprt | 13 - SC001 - ED Patient Discharge Room, Clncl Sprt | 13 - SC001 - ED Patient Discharge Room, Clncl Sprt
JSN | NAME | QTY | ACQ/INS | DESCRIPTION
A5077 | Dispenser, Hand Sanitizer, Hands-Free | 1 | VV | A touch free wall-mounted hand sanitizer dispenser. For use throughout a healthcare facility. Unit does not include the sanitizing liquid. Units are battery operated.
A6046 | Artwork, Decorative, With Frame | 1 | VV | This JSN is to be used for determining and defining location of decorative artwork.
F0206 | Chair, Side, Bariatric, With Arms | 1 | VV | A bariatric side chair with arms for use in a waiting room, lobby or other patient area. Chair will have a padded seat and back and have a capacity of 800 pounds.
F0305 | Chair, Waiting Room, Single | 3 | VV | Single seat waiting room chair with foam padded seat and back. Upholstered with either woven fabric textile or vinyl. Arms and floor glides included.
F2000 | Basket, Wastepaper, Fire Resistant | 1 | VV | Wastepaper basket, fire resistant, approximately 40 quart capacity. This unit is used to collect and temporarily store small quantities of paper refuse in patient rooms, administrative areas and nursing stations. Size and shape varies depending on the application and manufacturer selected.
F2300 | Rack, Magazine, Wall Mounted | 1 | VV | Wall mounted magazine rack with nine (9) magazine holding compartments.
F3200 | Clock, Battery, 12" Diameter | 1 | VV | Clock, 12" diameter. Round surface, easy to read numbers with sweep second hand. Wall mounted unit for use when impractical to install a fully synchronized clock system. Battery operated, (batteries not included).
14 - SC271 - ED Quiet / Consult Room, Clncl Sprt | 14 - SC271 - ED Quiet / Consult Room, Clncl Sprt | 14 - SC271 - ED Quiet / Consult Room, Clncl Sprt | 14 - SC271 - ED Quiet / Consult Room, Clncl Sprt | 14 - SC271 - ED Quiet / Consult Room, Clncl Sprt
JSN | NAME | QTY | ACQ/INS | DESCRIPTION
A1010 | Telecommunication Outlet | 2 | VV | Telecommunication outlet location.
A1012 | Telephone, Wall Mounted, 1 Line | 1 | VV | Telephone, wall mounted, 1 line.
A5145 | Hook, Garment, Double, SS, Surface Mounted | 1 | CC | A surface mounted, satin finish stainless steel, double garment hook. Equipped with a concealed mounting bracket that is secured to a concealed wall plate. For general purpose use throughout the facility to hang various items of apparel.
F0115 | Bookcase, Open, 5 Shelf | 1 | VV | Freestanding open shelf bookcase, approximately 82" high X 37" wide X 18" deep with 5 (five) adjustable shelves. Unit can be separate or part of a system with available add-on shelving.
F0205 | Chair, Side With Arms | 3 | VV | Upholstered side chair, 32" high X 21" wide X 23" deep with arms, padded seats and padded backs. Seat height is a minimum of 17". Available with or without sled base.
F0750 | Table, Office, (size as required) | 1 | VV | Office table, sized as required. May be used as either a four (4) to six (6) person conference table or as an extra work surface area.
F2000 | Basket, Wastepaper, Fire Resistant | 1 | VV | Wastepaper basket, fire resistant, approximately 40 quart capacity. This unit is used to collect and temporarily store small quantities of paper refuse in patient rooms, administrative areas and nursing stations. Size and shape varies depending on the application and manufacturer selected.
F3200 | Clock, Battery, 12" Diameter | 1 | VV | Clock, 12" diameter. Round surface, easy to read numbers with sweep second hand. Wall mounted unit for use when impractical to install a fully synchronized clock system. Battery operated, (batteries not included).
M0506 | Television, Flat Screen | 1 | VV | Flat screen television with approximately 32'" to 40' diagonal screen size. The TV will have built-in speakers, NTSC tuner, a 16:9 wide screen aspect ratio, a minimum of 1280 x 768 resolution and a remote control.
M1802 | Work Station, Computer, Retractable, Wall Mounted | 1 | VV | A wall mounted retractable work station. Work station is used as a computer station in treatment rooms, exam rooms and areas where physical space in limited.
15 - SB202 - ED Female Visitor Toilet, Bldg Sprt | 15 - SB202 - ED Female Visitor Toilet, Bldg Sprt | 15 - SB202 - ED Female Visitor Toilet, Bldg Sprt | 15 - SB202 - ED Female Visitor Toilet, Bldg Sprt | 15 - SB202 - ED Female Visitor Toilet, Bldg Sprt
JSN | NAME | QTY | ACQ/INS | DESCRIPTION
A1067 | Mirror, Float Glass, ADA Accessible | 1 | CC | A high quality 1/4" polished float glass mirror with a stainless steel frame. Frame holds mirror in a tilted position for accessibility and compliance with ADA requirements. Mirror has a galvanized steel back secured to frame with concealed screws with integral horizontal hanging brackets. Mirror shall be approximately 18" wide and 36" high. Other sizes are available.
A4995 | Table, Diaper Changing, Wall Mounted | 1 | CC | Wall mounted diaper changing table for use in public restrooms. Unit is a fold down system that folds upward when not in use for minimal intrusion into the room. Changing surface is contoured and has safety belt to insure that an infant will not fall from the table. Table is designed to hold no less than 250 pounds static weight. Closed dimensions are approximately 21" H x 36" W x 5" D. Open dimensions vary according to style. One system's open dimensions are 15 " high, 32" wide and 19" deep.
A5075 | Dispenser, Soap, Disposable | 1 | VV | Disposable soap dispenser. One-handed dispensing operation. Designed to accommodate disposable soap cartridge and valve.
A5082 | Dispenser, Paper Towel, Sensor, Hands Free | 1 | CC | A surface mounted, sensor activated, automatic, roll paper towel dispenser. The unit dispenses a paper towel automatically only when hands are place in position below the dispenser for maximum sanitation and hygiene. May include adjustable settings for sheet length, time delay, and sensor range. Unit is battery operated or with optional AC power adapter.
A5090 | Disposal, Sanitary Napkin, SS, Surface Mounted | 1 | CC | A surface mounted, satin finish stainless steel, sanitary napkin disposal. Disposal features a flip-up cover, secured to the container by a heavy duty stainless steel piano-hinge. Disposal may be secured to wall or toilet partition. For general purpose use in female toilet stalls or rooms and uni-sex toilet rooms.
A5109 | Grab Bar, 1-1/4" Dia., SS, 2 Wall, W/C Accessible | 1 | CC | A 1-1/4" diameter, satin finish stainless steel, peened gripping surface, 2 wall toilet stall/ room, grab bar with concealed mounting flanges. Snap over flanges are provided to conceal mounting screws. A selection of mounting kits and concealed anchor devices are available from the manufacturers for different types of installations. Grab bar shall comply with barrier-free accessibility guidelines for structural strength. For typical water closet applications in toilet stalls and rooms where ADA (American's With Disabilities Act) requirements must be met.
A5145 | Hook, Garment, Double, SS, Surface Mounted | 1 | CC | A surface mounted, satin finish stainless steel, double garment hook. Equipped with a concealed mounting bracket that is secured to a concealed wall plate. For general purpose use throughout the facility to hang various items of apparel.
A5200 | Dispenser, Toilet Tissue, SS, 2-Roll, Surface Mntd | 1 | CC | A concealed surface mounted, double roll, satin finish stainless steel, toilet tissue dispenser. Unit accommodates two standard-core toilet tissue rolls through 5" in diameter. Spindles are chrome plated plastic with a heavy-duty internal spring and turn freely for non-controlled delivery. For general purpose use in restrooms.
CT025 | Countertop, Solid Surface with Sink Combination | 1 | CC | A solid, nonporous countertop approximately 36"W x 22"D with a undercounter sink combination. The countertop is an acrylic-based solid surface product with a standard thickness of 1", and a 4" butt backsplash/curb. Surfaces will be easy to clean and maintain. Also referred to as a work surface or work top with sink. Available in a choice of colors, depths and sink shapes. Used for various applications in patient rooms, restrooms and throughout the facility. Usually a part of a casework interior design program. Unit does not include the drain and faucet.
F2015 | Basket, Wastepaper, Metal/Plastic,2 Swinging Doors | 1 | VV | Metal receptacle for soiled / used towels or waste. Equipped with a removable tapered top with two independently operating self-closing, spring hinged doors. Used in public facilities for the collection and temporary storage of refuse.
P9050 | Toilet, Wall Hung, Siphon Jet | 1 | CC | Siphon jet water closet/ toilet. This unit is wall hung with an elongated bowl, top spud flushometer, seat with open front and check hinge, and carrier. Used in restrooms throughout the health care facility.
16 - SB203 - ED Male Visitor Toilet, Bldg Sprt | 16 - SB203 - ED Male Visitor Toilet, Bldg Sprt | 16 - SB203 - ED Male Visitor Toilet, Bldg Sprt | 16 - SB203 - ED Male Visitor Toilet, Bldg Sprt | 16 - SB203 - ED Male Visitor Toilet, Bldg Sprt
JSN | NAME | QTY | ACQ/INS | DESCRIPTION
A1067 | Mirror, Float Glass, ADA Accessible | 1 | CC | A high quality 1/4" polished float glass mirror with a stainless steel frame. Frame holds mirror in a tilted position for accessibility and compliance with ADA requirements. Mirror has a galvanized steel back secured to frame with concealed screws with integral horizontal hanging brackets. Mirror shall be approximately 18" wide and 36" high. Other sizes are available.
A4995 | Table, Diaper Changing, Wall Mounted | 1 | CC | Wall mounted diaper changing table for use in public restrooms. Unit is a fold down system that folds upward when not in use for minimal intrusion into the room. Changing surface is contoured and has safety belt to insure that an infant will not fall from the table. Table is designed to hold no less than 250 pounds static weight. Closed dimensions are approximately 21" H x 36" W x 5" D. Open dimensions vary according to style. One system's open dimensions are 15 " high, 32" wide and 19" deep.
A5075 | Dispenser, Soap, Disposable | 1 | VV | Disposable soap dispenser. One-handed dispensing operation. Designed to accommodate disposable soap cartridge and valve.
A5082 | Dispenser, Paper Towel, Sensor, Hands Free | 1 | CC | A surface mounted, sensor activated, automatic, roll paper towel dispenser. The unit dispenses a paper towel automatically only when hands are place in position below the dispenser for maximum sanitation and hygiene. May include adjustable settings for sheet length, time delay, and sensor range. Unit is battery operated or with optional AC power adapter.
A5109 | Grab Bar, 1-1/4" Dia., SS, 2 Wall, W/C Accessible | 1 | CC | A 1-1/4" diameter, satin finish stainless steel, peened gripping surface, 2 wall toilet stall/ room, grab bar with concealed mounting flanges. Snap over flanges are provided to conceal mounting screws. A selection of mounting kits and concealed anchor devices are available from the manufacturers for different types of installations. Grab bar shall comply with barrier-free accessibility guidelines for structural strength. For typical water closet applications in toilet stalls and rooms where ADA (American's With Disabilities Act) requirements must be met.
A5145 | Hook, Garment, Double, SS, Surface Mounted | 1 | CC | A surface mounted, satin finish stainless steel, double garment hook. Equipped with a concealed mounting bracket that is secured to a concealed wall plate. For general purpose use throughout the facility to hang various items of apparel.
A5200 | Dispenser, Toilet Tissue, SS, 2-Roll, Surface Mntd | 1 | CC | A concealed surface mounted, double roll, satin finish stainless steel, toilet tissue dispenser. Unit accommodates two standard-core toilet tissue rolls through 5" in diameter. Spindles are chrome plated plastic with a heavy-duty internal spring and turn freely for non-controlled delivery. For general purpose use in restrooms.
CT025 | Countertop, Solid Surface with Sink Combination | 1 | CC | A solid, nonporous countertop approximately 36"W x 22"D with a undercounter sink combination. The countertop is an acrylic-based solid surface product with a standard thickness of 1", and a 4" butt backsplash/curb. Surfaces will be easy to clean and maintain. Also referred to as a work surface or work top with sink. Available in a choice of colors, depths and sink shapes. Used for various applications in patient rooms, restrooms and throughout the facility. Usually a part of a casework interior design program. Unit does not include the drain and faucet.
F2015 | Basket, Wastepaper, Metal/Plastic,2 Swinging Doors | 1 | VV | Metal receptacle for soiled / used towels or waste. Equipped with a removable tapered top with two independently operating self-closing, spring hinged doors. Used in public facilities for the collection and temporary storage of refuse.
P9050 | Toilet, Wall Hung, Siphon Jet | 1 | CC | Siphon jet water closet/ toilet. This unit is wall hung with an elongated bowl, top spud flushometer, seat with open front and check hinge, and carrier. Used in restrooms throughout the health care facility.
17 - SV692 - ED Vending Alcove, VC Svc | 17 - SV692 - ED Vending Alcove, VC Svc | 17 - SV692 - ED Vending Alcove, VC Svc | 17 - SV692 - ED Vending Alcove, VC Svc | 17 - SV692 - ED Vending Alcove, VC Svc
JSN | NAME | QTY | ACQ/INS | DESCRIPTION
A6030 | Machine, Vending | 1 | L_RE | This JSN is to be used for determining and defining the requirement for vending machines. Item is normally leased or supplied by Army & Air Force Exchange Service, (AAFES).
F2015 | Basket, Wastepaper, Metal/Plastic,2 Swinging Doors | 1 | VV | Metal receptacle for soiled / used towels or waste. Equipped with a removable tapered top with two independently operating self-closing, spring hinged doors. Used in public facilities for the collection and temporary storage of refuse.
18 - SB122 - ED Water Fountain Alcove, Bldg Sprt | 18 - SB122 - ED Water Fountain Alcove, Bldg Sprt | 18 - SB122 - ED Water Fountain Alcove, Bldg Sprt | 18 - SB122 - ED Water Fountain Alcove, Bldg Sprt | 18 - SB122 - ED Water Fountain Alcove, Bldg Sprt
JSN | NAME | QTY | ACQ/INS | DESCRIPTION
R2200 | Fountain, Water | 1 | CC | Water dispenser, approximately 40" H x 18" W x 14"D. This unit is a self-contained device which is flush-mounted to the wall. It has a removable front panel. It is used to provide cool water for drinking. The dispenser is used in public and private institutions which include hospitals and office buildings.
19 - SB258 - ED Wheelchair / Stretcher / Lift Parking, Bldg Sprt | 19 - SB258 - ED Wheelchair / Stretcher / Lift Parking, Bldg Sprt | 19 - SB258 - ED Wheelchair / Stretcher / Lift Parking, Bldg Sprt | 19 - SB258 - ED Wheelchair / Stretcher / Lift Parking, Bldg Sprt | 19 - SB258 - ED Wheelchair / Stretcher / Lift Parking, Bldg Sprt
JSN | NAME | QTY | ACQ/INS | DESCRIPTION
M4705 | Wheelchair, Patient Transport, Folding | 1 | VV | Folding patient transport wheelchair. Constructed of chrome plated steel with detachable armrest and footrests. Unit has heavy duty front casters with sealed radial high-precision ball bearing assembly. Unit is used for patient transport.
M4710 | Wheelchair, Patient, Bariatric, Transport, Folding | 1 | VV | Folding bariatric patient transport wheelchair with a capacity of at least 500 lbs. Constructed with a heavy duty steel frame and double cross brace, with detachable armrest and swing away footrests. Unit has heavy duty front casters and rear wheels with precision wheel bearings in front and rear assembly. Unit is used for patient movement.
3 - SECURITY / POLICE AREA | 3 - SECURITY / POLICE AREA | 3 - SECURITY / POLICE AREA | 3 - SECURITY / POLICE AREA | 3 - SECURITY / POLICE AREA
1 - SB851 - ED Security Station, Police Svc | 1 - SB851 - ED Security Station, Police Svc | 1 - SB851 - ED Security Station, Police Svc | 1 - SB851 - ED Security Station, Police Svc | 1 - SB851 - ED Security Station, Police Svc
JSN | NAME | QTY | ACQ/INS | DESCRIPTION
A1015 | Telephone, Desk, Multiple Line | 1 | VV | Telephone, desk, multiple line.
A5077 | Dispenser, Hand Sanitizer, Hands-Free | 1 | VV | A touch free wall-mounted hand sanitizer dispenser. For use throughout a healthcare facility. Unit does not include the sanitizing liquid. Units are battery operated.
F0205 | Chair, Side With Arms | 2 | VV | Upholstered side chair, 32" high X 21" wide X 23" deep with arms, padded seats and padded backs. Seat height is a minimum of 17". Available with or without sled base.
F2010 | Basket, Wastepaper, Step-On | 1 | VV | "Step-on" wastepaper basket with inner liner and foot petal activated flip top.
F3200 | Clock, Battery, 12" Diameter | 1 | VV | Clock, 12" diameter. Round surface, easy to read numbers with sweep second hand. Wall mounted unit for use when impractical to install a fully synchronized clock system. Battery operated, (batteries not included).
M1801 | Computer, Microprocessing, w/Flat Panel Monitor | 1 | VV | Desk top microprocessing computer. The unit shall consist of a central processing mini tower, flat panel monitor, keyboard, mouse and speakers. The system shall have the following minimum characteristics: a 2.8 GHz Pentium processor; 512 MB memory; 80GB hard drive; 32/48x CD-ROMDVD combo; 1.44MB network interface card; video 32 MB NVIDIA; a 18 inch flat panel monitor. The computer is used throughout the facility to input, manipulate and retrieve information.
M7910 | Thermometer, Electronic | 1 | VV | Electronic thermometer. Pocket size unit with easy to read zero Fahrenheit or zero Centigrade LCD display in approximately 20 seconds. Battery operated and enclosed in a heavy duty plastic case. Unit is hand-held portable and may be stand or wall mounted. For patient body temperature readings.
2 - SB811 - ED Security Room, Police Svc | 2 - SB811 - ED Security Room, Police Svc | 2 - SB811 - ED Security Room, Police Svc | 2 - SB811 - ED Security Room, Police Svc | 2 - SB811 - ED Security Room, Police Svc
JSN | NAME | QTY | ACQ/INS | DESCRIPTION
A1010 | Telecommunication Outlet | 4 | VV | Telecommunication outlet location.
A1015 | Telephone, Desk, Multiple Line | 2 | VV | Telephone, desk, multiple line.
E0042 | Workcenter, Computer, Free Standing, 48" W | 2 | VV | THIS TYPICAL INCLUDES: 1 Tool Rail 2 Paper Tray 1 Diagonal Tray 1 Freestanding Work Surface 1 Mobile Pedestal, Box/File 1 Adjustable Keyboard Tray
E0117 | Workstation, Straight, Free Standing, 48" W | 2 | VV | This JSN provides a typical work station to quickly plan work areas in clinical or administrative spaces. THIS TYPICAL INCLUDES: 2 standard solid panels; 1 panel connector, 2-way corner; 2 finished end hardware kits; 1 cantilevered work surface; 1 lockable flipper unit; 1 light; 1 tack board; 1 tool rail; 1 diagonal tray; 1 adjustable keyboard tray; 1 mobile pedestal, box/file; 1 support panel.
F0275 | Chair, Swivel, High Back | 2 | VV | Highback contemporary swivel chair, 41" high X 23" wide X 23" deep with five (5) caster swivel base and arms. Chair may be used at desks or in conference rooms. Back and seat are foam padded and upholstered with either woven textile fabric or vinyl.
F2000 | Basket, Wastepaper, Fire Resistant | 2 | VV | Wastepaper basket, fire resistant, approximately 40 quart capacity. This unit is used to collect and temporarily store small quantities of paper refuse in patient rooms, administrative areas and nursing stations. Size and shape varies depending on the application and manufacturer selected.
F3200 | Clock, Battery, 12" Diameter | 1 | VV | Clock, 12" diameter. Round surface, easy to read numbers with sweep second hand. Wall mounted unit for use when impractical to install a fully synchronized clock system. Battery operated, (batteries not included).
3 - SB821 - ED Secure Evidence Room, Police Svc | 3 - SB821 - ED Secure Evidence Room, Police Svc | 3 - SB821 - ED Secure Evidence Room, Police Svc | 3 - SB821 - ED Secure Evidence Room, Police Svc | 3 - SB821 - ED Secure Evidence Room, Police Svc
JSN | NAME | QTY | ACQ/INS | DESCRIPTION
A1010 | Telecommunication Outlet | 1 | VV | Telecommunication outlet location.
A1014 | Telephone, Wall Mounted, 1 Line, With Speaker | 1 | VV | Telephone, wall mounted, 1 line, with speaker.
M2055 | Shelving, Storage, Wire, CRS, w/Adjustable Shelves | 4 | VV | Stationary, wire, shelving unit. Unit has fully adjustable shelves constructed of stainless steel. For use in general purpose storage areas. Shelving is provided in various sizes and configurations. Price provided is for a unit approximately 74"H x 18"D x 48"W with four shelves.
4 - PATIENT ASSESSMENT AREA | 4 - PATIENT ASSESSMENT AREA | 4 - PATIENT ASSESSMENT AREA | 4 - PATIENT ASSESSMENT AREA | 4 - PATIENT ASSESSMENT AREA
3 - SB711 - ED Patient Belongings Room, Lgstcs Svc | 3 - SB711 - ED Patient Belongings Room, Lgstcs Svc | 3 - SB711 - ED Patient Belongings Room, Lgstcs Svc | 3 - SB711 - ED Patient Belongings Room, Lgstcs Svc | 3 - SB711 - ED Patient Belongings Room, Lgstcs Svc
JSN | NAME | QTY | ACQ/INS | DESCRIPTION
A1030 | Locker, 2 Person, Over/Under | 8 | VV | Two person locker, double tier, 72Hx12Wx18D. This unit includes hooks for coats and hats. Door equipped with safety guard handles. Designed for storage of coats, hats, and other personal belongings. Other width and depths are available.
A5020 | Bench, Locker Room, Floor Mounted | 1 | CC | Locker room bench. Floor mounting -1-1/4" thick. Benches are sanded smooth with two coats of moisture-resistant sealer to ensure a protective, satin gloss surface, and mounted on strong steel pedestal anchored to the floor. Over all height of 18" includes pedestal. Size as required.
F2000 | Basket, Wastepaper, Fire Resistant | 1 | VV | Wastepaper basket, fire resistant, approximately 40 quart capacity. This unit is used to collect and temporarily store small quantities of paper refuse in patient rooms, administrative areas and nursing stations. Size and shape varies depending on the application and manufacturer selected.
4 - SC067 - ED Patient Height / Weight Alcove, Clncl Sprt | 4 - SC067 - ED Patient Height / Weight Alcove, Clncl Sprt | 4 - SC067 - ED Patient Height / Weight Alcove, Clncl Sprt | 4 - SC067 - ED Patient Height / Weight Alcove, Clncl Sprt | 4 - SC067 - ED Patient Height / Weight Alcove, Clncl Sprt
JSN | NAME | QTY | ACQ/INS | DESCRIPTION
M4045 | Scale, Wheelchair, Portable, 1000 lb Capacity | 1 | VV | A battery operated, portable, digital wheelchair scale. This item is designed to accommodate extra-wide wheelchairs for weighing bariatric patients and also can be used for walk-ons. The scale can store the weight of the chair. The digital display unit can be scale mounted or mounted on a wall. An optional AC adapter is available. Designed for a gross 1000 lbs. capacity.
5 - CED12 - Triage Room, ED | 5 - CED12 - Triage Room, ED | 5 - CED12 - Triage Room, ED | 5 - CED12 - Triage Room, ED | 5 - CED12 - Triage Room, ED
JSN | NAME | QTY | ACQ/INS | DESCRIPTION
A1010 | Telecommunication Outlet | 3 | VV | Telecommunication outlet location.
A1014 | Telephone, Wall Mounted, 1 Line, With Speaker | 1 | VV | Telephone, wall mounted, 1 line, with speaker.
A1080 | Mirror, Posture, Wall Mounted | 1 | CC | Wall mounted posture mirror. Consists of a 1/4" plate glass in a sturdy corrosion resistant frame with water proof back. For educational and therapy programs.
A1110 | Headwall, Prefabricated, General, 1-2 bed | 1 | CC | 1-2 bed, general, prefabricated headwall. Unit consists of a patient service module for general care, single or double bed type. It contains lighting, medical gases, electrical outlets, nurse call and bed bumper. Specify number and type of medical gas and electrical outlets. Size of module will vary by type and configuration of outlets.
A5075 | Dispenser, Soap, Disposable | 1 | VV | Disposable soap dispenser. One-handed dispensing operation. Designed to accommodate disposable soap cartridge and valve.
A5077 | Dispenser, Hand Sanitizer, Hands-Free | 1 | VV | A touch free wall-mounted hand sanitizer dispenser. For use throughout a healthcare facility. Unit does not include the sanitizing liquid. Units are battery operated.
A5080 | Dispenser, Paper Towel, SS, Surface Mounted | 1 | CC | A surface mounted, satin finish stainless steel, single-fold, paper towel dispenser. Dispenser features: tumbler lock; front hinged at bottom; and refill indicator slot. Minimum capacity 400 single-fold paper towels. For general purpose use throughout the facility.
A5107 | Dispenser, Glove, Surgical/Examination, Wall Mntd | 1 | VV | Examination three (Small Medium, Large) glove dispenser box for wall mounting. Fabricated of either cold rolled steel with a white baked enamel finish, plastic or acrylic. Hardware not included, Option 3 powder coated steel.
A5108 | Waste Disposal Unit, Sharps | 1 | VV | A container for collecting and transporting syringes and other sharps for decontamination and disposal. Available in 2 gallon and 8 gallon with locking rotor. Complies with OSHA regulations for handling sharps.
A5145 | Hook, Garment, Double, SS, Surface Mounted | 2 | CC | A surface mounted, satin finish stainless steel, double garment hook. Equipped with a concealed mounting bracket that is secured to a concealed wall plate. For general purpose use throughout the facility to hang various items of apparel.
A5180 | Track, Cubicle, Surface Mounted, With Curtain | 2 | VV | Surface mounted cubicle track, with curtain. Track constructed of thick extruded aluminum. Equipped with self lubricating carriers, beaded drop chain hooks, and flame resistant curtain. To include removable end caps. Designed to be suspended around patient areas where privacy is needed. Price listed is per foot of the track, curtains to be priced per quote.
E0945 | Cart, Computer, Mobile | 1 | VV | A mobile computer cart for use throughout the facility. The cart dimensions will be approximately 45" H x 30" W x 22" D with casters. May include drawers and miscellaneous other accessories that will be determined at time of purchase. This Typical may include: 1 Cart Body, w/Computer Support, Style-A Narrow, w/Raised Edge Top 1 Flip-Up Shelf 1 Sharps Container Holder 1 Wastebasket 1 Chart Holder 2 Drawers, 3"H 2 Drawers, 6"H 3 Accessory Rail, Side Drawer Organizer Bins
E0948 | Cart, General Storage, Mobile, 42"H x 32"W x 22"D | 1 | VV | THIS TYPICAL INCLUDES: 1 Cart Body, Style-A Narrow, w/Raised Edge Top 2 Drawers, 3" H 4 Drawers, 6" H 1 Accessory Rail, Side Drawer Organizer Bins
F0205 | Chair, Side With Arms | 1 | VV | Upholstered side chair, 32" high X 21" wide X 23" deep with arms, padded seats and padded backs. Seat height is a minimum of 17". Available with or without sled base.
F0340 | Stool, Self Adjusting | 1 | VV | Self adjusting stool. Consists of a foam padded upholstered seat with attached foot rest for added comfort. Mounted on swivel casters. Designed for doctor's use during examinations.
F2000 | Basket, Wastepaper, Fire Resistant | 1 | VV | Wastepaper basket, fire resistant, approximately 40 quart capacity. This unit is used to collect and temporarily store small quantities of paper refuse in patient rooms, administrative areas and nursing stations. Size and shape varies depending on the application and manufacturer selected.
F2010 | Basket, Wastepaper, Step-On | 1 | VV | "Step-on" wastepaper basket with inner liner and foot petal activated flip top.
F3200 | Clock, Battery, 12" Diameter | 1 | VV | Clock, 12" diameter. Round surface, easy to read numbers with sweep second hand. Wall mounted unit for use when impractical to install a fully synchronized clock system. Battery operated, (batteries not included).
M0750 | Flowmeter, Air, Connect w/50 PSI Supply | 1 | VV | Air flowmeter. Unit has a stainless steel needle valve with clear flowtube for connection to 50 PSI air outlet from central pipeline system. Requires the appropriate adapter for connection to the wall outlet and fitting to connect to tubing. Database prices reflect fittings with an attached DISS power outlet. Other outlet and adapter configurations are available.
M0755 | Flowmeter, Oxygen, Low Flow | 1 | VV | Oxygen flowmeter. Consists of a clear crystal flowtube calibrated to 3.5 or 8 LPM depending on manufacturer. For oxygen regulation in hospital settings. Database pricing includes DISS fitting and DISS power outlet and wall adapter. Other fitting and adapter configurations are available.
M0765 | Regulator, Vacuum | 1 | VV | Vacuum pressure regulator for connection to central piped vacuum system. Standard display scale is graduated at least from 0 to 200 mm Hg of vacuum. Displays on specialized regulators may cover other vacuum ranges. Regulator type (continuous, intermittent, continuous/intermittent, surgical, pediatric, thoracic, etc.) as required. To be used in delivery, neonatal, pediatrics or any area where suction is required. Database pricing reflects continuous regulators graduated to 200 mm Hg with a full line vacuum selection switch and DISS configured inlets and outlets.
M3073 | Container, Biohazard Waste, Step-on, Fire Safe | 2 | VV | A biohazard waste container with a step-on lid. The container will have a capacity of approximately 12 gallons and be made of a fire safe material.
M4020 | Scale, Person Weighing, High Capacity | 1 | VV | High capacity, person weighing scale. Large digital readout displays weight in pounds, or kilograms. Hand rails. Shall be supported by fixed heavy-duty legs in stationary position. Capacity up to 800 pounds. Optional equipment: battery pack with rechargeable batteries and built-in recharger. Designed to weigh large ambulatory patients.
M4200 | Otoscope/Ophthalmoscope, Wall Mounted | 1 | VV | Wall mounted otoscope and ophthalmoscope. Includes 6 foot line cord and plug and accepts and includes two handles. Contains head turn-on/turn-off, built-in speculum tray and 8 foot coiled cords. Unit is designed for use in patient exam rooms.
M4653 | Stretcher, Chair, Ophthalmic Surgical | 1 | VV | An eye surgery stretcher which adjusts from horizontal to a chair position. Stretcher has dual articulating headpiece for multiple ophthalmic surgical positioning; features dual hydraulic jacks, swing down side rails, oxygen holder, independently movable foot section, and IV receptacles. Minimum 400 pound weight capacity.
M7710 | Electrocardiograph, 12 Lead, Portable | 1 | VV | Used to detect the electrical signals associated with cardiac activity, diagnose cardiac abnormalities, determine a patients response to drug therapy and reveal trends or changes in heart function. Capable of recording two or more leads simultaneously, recording an entire 12 lead ECG in about 10 seconds. Includes of a 3.5 inch, high density, floppy disk drive for test storage. Portable.
M7845 | Monitor, Physiological, Bedside, 4 Channel | 1 | VV | 4 channel bedside physiological monitor. The unit consist of a four-channel non-fade monochrome display monitor, an alarm system and printer-recording capabilities. The monitor has color coded controls and automatic calibration. The unit displays up to four waveforms simultaneously. The parameters to be monitored are user selectable. The monitor may be connected to a central monitoring station. The unit monitors patients in most acute care areas, step-down units, procedure rooms and emergency rooms.
P3100 | Lavatory, Vitreous China, Slab Type | 1 | CC | Wall mounted, slab type, vitreous china, lavatory (approximate bowl size 7"x15"x10") with: faucet holes on 4" centers; gooseneck spout; wrist blade handles; and grid strainer. It shall be suitable for use in clinics, offices, washrooms or patient care area.
6 - CED13 - Bariatric Triage Room, ED | 6 - CED13 - Bariatric Triage Room, ED | 6 - CED13 - Bariatric Triage Room, ED | 6 - CED13 - Bariatric Triage Room, ED | 6 - CED13 - Bariatric Triage Room, ED
JSN | NAME | QTY | ACQ/INS | DESCRIPTION
A1010 | Telecommunication Outlet | 3 | VV | Telecommunication outlet location.
A1014 | Telephone, Wall Mounted, 1 Line, With Speaker | 1 | VV | Telephone, wall mounted, 1 line, with speaker.
A1080 | Mirror, Posture, Wall Mounted | 1 | CC | Wall mounted posture mirror. Consists of a 1/4" plate glass in a sturdy corrosion resistant frame with water proof back. For educational and therapy programs.
A1110 | Headwall, Prefabricated, General, 1-2 bed | 1 | CC | 1-2 bed, general, prefabricated headwall. Unit consists of a patient service module for general care, single or double bed type. It contains lighting, medical gases, electrical outlets, nurse call and bed bumper. Specify number and type of medical gas and electrical outlets. Size of module will vary by type and configuration of outlets.
A5075 | Dispenser, Soap, Disposable | 1 | VV | Disposable soap dispenser. One-handed dispensing operation. Designed to accommodate disposable soap cartridge and valve.
A5077 | Dispenser, Hand Sanitizer, Hands-Free | 1 | VV | A touch free wall-mounted hand sanitizer dispenser. For use throughout a healthcare facility. Unit does not include the sanitizing liquid. Units are battery operated.
A5080 | Dispenser, Paper Towel, SS, Surface Mounted | 1 | CC | A surface mounted, satin finish stainless steel, single-fold, paper towel dispenser. Dispenser features: tumbler lock; front hinged at bottom; and refill indicator slot. Minimum capacity 400 single-fold paper towels. For general purpose use throughout the facility.
A5107 | Dispenser, Glove, Surgical/Examination, Wall Mntd | 1 | VV | Examination three (Small Medium, Large) glove dispenser box for wall mounting. Fabricated of either cold rolled steel with a white baked enamel finish, plastic or acrylic. Hardware not included, Option 3 powder coated steel.
A5108 | Waste Disposal Unit, Sharps | 1 | VV | A container for collecting and transporting syringes and other sharps for decontamination and disposal. Available in 2 gallon and 8 gallon with locking rotor. Complies with OSHA regulations for handling sharps.
A5145 | Hook, Garment, Double, SS, Surface Mounted | 2 | CC | A surface mounted, satin finish stainless steel, double garment hook. Equipped with a concealed mounting bracket that is secured to a concealed wall plate. For general purpose use throughout the facility to hang various items of apparel.
A5180 | Track, Cubicle, Surface Mounted, With Curtain | 2 | VV | Surface mounted cubicle track, with curtain. Track constructed of thick extruded aluminum. Equipped with self lubricating carriers, beaded drop chain hooks, and flame resistant curtain. To include removable end caps. Designed to be suspended around patient areas where privacy is needed. Price listed is per foot of the track, curtains to be priced per quote.
E0945 | Cart, Computer, Mobile | 1 | VV | A mobile computer cart for use throughout the facility. The cart dimensions will be approximately 45" H x 30" W x 22" D with casters. May include drawers and miscellaneous other accessories that will be determined at time of purchase. This Typical may include: 1 Cart Body, w/Computer Support, Style-A Narrow, w/Raised Edge Top 1 Flip-Up Shelf 1 Sharps Container Holder 1 Wastebasket 1 Chart Holder 2 Drawers, 3"H 2 Drawers, 6"H 3 Accessory Rail, Side Drawer Organizer Bins
E0948 | Cart, General Storage, Mobile, 42"H x 32"W x 22"D | 1 | VV | THIS TYPICAL INCLUDES: 1 Cart Body, Style-A Narrow, w/Raised Edge Top 2 Drawers, 3" H 4 Drawers, 6" H 1 Accessory Rail, Side Drawer Organizer Bins
F0205 | Chair, Side With Arms | 1 | VV | Upholstered side chair, 32" high X 21" wide X 23" deep with arms, padded seats and padded backs. Seat height is a minimum of 17". Available with or without sled base.
F0340 | Stool, Self Adjusting | 1 | VV | Self adjusting stool. Consists of a foam padded upholstered seat with attached foot rest for added comfort. Mounted on swivel casters. Designed for doctor's use during examinations.
F2000 | Basket, Wastepaper, Fire Resistant | 1 | VV | Wastepaper basket, fire resistant, approximately 40 quart capacity. This unit is used to collect and temporarily store small quantities of paper refuse in patient rooms, administrative areas and nursing stations. Size and shape varies depending on the application and manufacturer selected.
F2010 | Basket, Wastepaper, Step-On | 1 | VV | "Step-on" wastepaper basket with inner liner and foot petal activated flip top.
F3200 | Clock, Battery, 12" Diameter | 1 | VV | Clock, 12" diameter. Round surface, easy to read numbers with sweep second hand. Wall mounted unit for use when impractical to install a fully synchronized clock system. Battery operated, (batteries not included).
M0750 | Flowmeter, Air, Connect w/50 PSI Supply | 1 | VV | Air flowmeter. Unit has a stainless steel needle valve with clear flowtube for connection to 50 PSI air outlet from central pipeline system. Requires the appropriate adapter for connection to the wall outlet and fitting to connect to tubing. Database prices reflect fittings with an attached DISS power outlet. Other outlet and adapter configurations are available.
M0755 | Flowmeter, Oxygen, Low Flow | 1 | VV | Oxygen flowmeter. Consists of a clear crystal flowtube calibrated to 3.5 or 8 LPM depending on manufacturer. For oxygen regulation in hospital settings. Database pricing includes DISS fitting and DISS power outlet and wall adapter. Other fitting and adapter configurations are available.
M0765 | Regulator, Vacuum | 1 | VV | Vacuum pressure regulator for connection to central piped vacuum system. Standard display scale is graduated at least from 0 to 200 mm Hg of vacuum. Displays on specialized regulators may cover other vacuum ranges. Regulator type (continuous, intermittent, continuous/intermittent, surgical, pediatric, thoracic, etc.) as required. To be used in delivery, neonatal, pediatrics or any area where suction is required. Database pricing reflects continuous regulators graduated to 200 mm Hg with a full line vacuum selection switch and DISS configured inlets and outlets.
M3073 | Container, Biohazard Waste, Step-on, Fire Safe | 1 | VV | A biohazard waste container with a step-on lid. The container will have a capacity of approximately 12 gallons and be made of a fire safe material.
M4020 | Scale, Person Weighing, High Capacity | 1 | VV | High capacity, person weighing scale. Large digital readout displays weight in pounds, or kilograms. Hand rails. Shall be supported by fixed heavy-duty legs in stationary position. Capacity up to 800 pounds. Optional equipment: battery pack with rechargeable batteries and built-in recharger. Designed to weigh large ambulatory patients.
M4200 | Otoscope/Ophthalmoscope, Wall Mounted | 1 | VV | Wall mounted otoscope and ophthalmoscope. Includes 6 foot line cord and plug and accepts and includes two handles. Contains head turn-on/turn-off, built-in speculum tray and 8 foot coiled cords. Unit is designed for use in patient exam rooms.
M4653 | Stretcher, Chair, Ophthalmic Surgical | 1 | VV | An eye surgery stretcher which adjusts from horizontal to a chair position. Stretcher has dual articulating headpiece for multiple ophthalmic surgical positioning; features dual hydraulic jacks, swing down side rails, oxygen holder, independently movable foot section, and IV receptacles. Minimum 400 pound weight capacity.
M7710 | Electrocardiograph, 12 Lead, Portable | 1 | VV | Used to detect the electrical signals associated with cardiac activity, diagnose cardiac abnormalities, determine a patients response to drug therapy and reveal trends or changes in heart function. Capable of recording two or more leads simultaneously, recording an entire 12 lead ECG in about 10 seconds. Includes of a 3.5 inch, high density, floppy disk drive for test storage. Portable.
M7845 | Monitor, Physiological, Bedside, 4 Channel | 1 | VV | 4 channel bedside physiological monitor. The unit consist of a four-channel non-fade monochrome display monitor, an alarm system and printer-recording capabilities. The monitor has color coded controls and automatic calibration. The unit displays up to four waveforms simultaneously. The parameters to be monitored are user selectable. The monitor may be connected to a central monitoring station. The unit monitors patients in most acute care areas, step-down units, procedure rooms and emergency rooms.
P3100 | Lavatory, Vitreous China, Slab Type | 1 | CC | Wall mounted, slab type, vitreous china, lavatory (approximate bowl size 7"x15"x10") with: faucet holes on 4" centers; gooseneck spout; wrist blade handles; and grid strainer. It shall be suitable for use in clinics, offices, washrooms or patient care area.
7 - SB199 - ED Triage Patient Universal Toilet / Shower, Bldg Sprt | 7 - SB199 - ED Triage Patient Universal Toilet / Shower, Bldg Sprt | 7 - SB199 - ED Triage Patient Universal Toilet / Shower, Bldg Sprt | 7 - SB199 - ED Triage Patient Universal Toilet / Shower, Bldg Sprt | 7 - SB199 - ED Triage Patient Universal Toilet / Shower, Bldg Sprt
JSN | NAME | QTY | ACQ/INS | DESCRIPTION
A1066 | Mirror, Float Glass, With SS Frame | 1 | CC | A high quality 1/4" polished float glass mirror 36X18, framed in a one-piece, bright polished, stainless steel channel frame with 90° mitered corners. All edges of the mirror are protected by absorbing filler strips. Mirror has a galvanized steel back with integral horizontal hanging brackets and wall hanger for concealed mounting. For mounting above single wall mounted lavatories located in toilet areas, Doctors examination offices, etc. May also be used above double lavatories, either wall or countertop mounted, found in restroom areas.
A5030 | Bench, Stall, Shower, Built In | 1 | CC | Shower bench; built-in. Eighteen (18) gauge stainless steel frame with anchors built-in into the wall. Size and shape as required.
A5075 | Dispenser, Soap, Disposable | 1 | VV | Disposable soap dispenser. One-handed dispensing operation. Designed to accommodate disposable soap cartridge and valve.
A5082 | Dispenser, Paper Towel, Sensor, Hands Free | 1 | CC | A surface mounted, sensor activated, automatic, roll paper towel dispenser. The unit dispenses a paper towel automatically only when hands are place in position below the dispenser for maximum sanitation and hygiene. May include adjustable settings for sheet length, time delay, and sensor range. Unit is battery operated or with optional AC power adapter.
A5090 | Disposal, Sanitary Napkin, SS, Surface Mounted | 1 | CC | A surface mounted, satin finish stainless steel, sanitary napkin disposal. Disposal features a flip-up cover, secured to the container by a heavy duty stainless steel piano-hinge. Disposal may be secured to wall or toilet partition. For general purpose use in female toilet stalls or rooms and uni-sex toilet rooms.
A5109 | Grab Bar, 1-1/4" Dia., SS, 2 Wall, W/C Accessible | 1 | CC | A 1-1/4" diameter, satin finish stainless steel, peened gripping surface, 2 wall toilet stall/ room, grab bar with concealed mounting flanges. Snap over flanges are provided to conceal mounting screws. A selection of mounting kits and concealed anchor devices are available from the manufacturers for different types of installations. Grab bar shall comply with barrier-free accessibility guidelines for structural strength. For typical water closet applications in toilet stalls and rooms where ADA (American's With Disabilities Act) requirements must be met.
A5110 | Grab Bar, 1-1/4" Dia., SS, 2 Wall, Shower Use | 1 | CC | A 1-1/4" diameter, satin finish stainless steel, peened gripping surface, 2 wall shower, grab bar with concealed mounting flanges. Snap over flanges are provided to conceal mounting screws. A selection of mounting kits and concealed anchor devices are available from the manufacturers for different types of installations. Grab bar shall comply with barrier-free accessibility guidelines for structural strength. For typical applications in shower stalls where ADA (American's With Disabilities Act) requirements must be met.
A5145 | Hook, Garment, Double, SS, Surface Mounted | 1 | CC | A surface mounted, satin finish stainless steel, double garment hook. Equipped with a concealed mounting bracket that is secured to a concealed wall plate. For general purpose use throughout the facility to hang various items of apparel.
A5170 | Rod, Shower Curtain, 1"Diameter, W/Curtain & Hooks | 1 | CC | A concealed mounted, 1" outside diameter, satin finish stainless steel, shower curtain rod with white vinyl shower curtain (72" H) and SS shower curtain hooks. Rod and curtain available in various widths. For general purpose use at shower stall or bathtub locations. Pricing based upon standard shower stall dimensions of 36" x 36" and a standard curtain height of 72".
A5175 | Soap Dish, With Bar, SS, Recessed | 1 | CC | A recessed mounted, satin finish stainless steel, soap dish with bar. Soap dish furnished with retaining lip and mounting clamp for installation in stud walls or countertop aprons. For general purpose use in shower stalls or at bathtub locations.
A5200 | Dispenser, Toilet Tissue, SS, 2-Roll, Surface Mntd | 1 | CC | A concealed surface mounted, double roll, satin finish stainless steel, toilet tissue dispenser. Unit accommodates two standard-core toilet tissue rolls through 5" in diameter. Spindles are chrome plated plastic with a heavy-duty internal spring and turn freely for non-controlled delivery. For general purpose use in restrooms.
A5205 | Bar, Towel, 1" Diameter, SS, Surface Mounted | 1 | CC | A surface mounted, satin finish stainless steel, 1" diameter, towel bar. Support posts and flanges are one piece, chrome-plated, cast heavy brass with satin finish. Towel bar shall not rotate within support posts. Available in 18", 24" and 30" widths. For general purpose use in shower or bathtub rooms. Pricing based upon a suggested standard width of 18".
F2000 | Basket, Wastepaper, Fire Resistant | 1 | VV | Wastepaper basket, fire resistant, approximately 40 quart capacity. This unit is used to collect and temporarily store small quantities of paper refuse in patient rooms, administrative areas and nursing stations. Size and shape varies depending on the application and manufacturer selected.
P3000 | Lavatory, Vitreous China, Straight Back | 1 | CC | Wall mounted, vitreous china lavatory (approximate bowl size 7"x15"x10") with: straight-front apron, straight or contoured back; faucet holes on 4" centers; gooseneck spout; wrist blade handles; and grid strainer. It shall be suitable for use in clinics, offices, washrooms or patient care areas.
P5040 | Shower, Single, Hand-Held | 1 | CC | A complete, barrier-free, single hand-held, personal shower system. The shower system includes: pressure balanced mixing valve with high temperature limit stop; personal hand shower; shower hose; wall supply; and slide bar. For general purpose use throughout the facility in shower stalls.
P9050 | Toilet, Wall Hung, Siphon Jet | 1 | CC | Siphon jet water closet/ toilet. This unit is wall hung with an elongated bowl, top spud flushometer, seat with open front and check hinge, and carrier. Used in restrooms throughout the health care facility.
8 - SS215 - ED Triage Staff Workstation, Stff Sprt | 8 - SS215 - ED Triage Staff Workstation, Stff Sprt | 8 - SS215 - ED Triage Staff Workstation, Stff Sprt | 8 - SS215 - ED Triage Staff Workstation, Stff Sprt | 8 - SS215 - ED Triage Staff Workstation, Stff Sprt
JSN | NAME | QTY | ACQ/INS | DESCRIPTION
A1010 | Telecommunication Outlet | 2 | VV | Telecommunication outlet location.
A1015 | Telephone, Desk, Multiple Line | 1 | VV | Telephone, desk, multiple line.
E0120 | Workstation, Straight, Free Standing, 60" W | 1 | VV | This JSN will provide a whole work station typical to quickly plan work areas in clinical or administrative spaces. There will be a price decrease if typical work stations are used with vertical hanging strips instead of panels. THIS TYPICAL INCLUDES: 3 Standard Solid Panels 1 Panel - to Panel Connector 1 Panel Connector, 2-Way Corner 2 Finished End Hardware 1 Cantilevered, Work Surface 2 Lockable Flipper Units 2 Lights 1 Tack board 1 Tool Rail 1 Paper Tray 1 Diagonal Tray 1 Adjustable Keyboard Tray 1 Mobile Pedestal, Box/File 1 Support Panel
F0275 | Chair, Swivel, High Back | 1 | VV | Highback contemporary swivel chair, 41" high X 23" wide X 23" deep with five (5) caster swivel base and arms. Chair may be used at desks or in conference rooms. Back and seat are foam padded and upholstered with either woven textile fabric or vinyl.
F0420 | Cabinet, Filing, Lateral, Half Height | 1 | VV | Half height two (2) or three (3) drawer lateral filing cabinet, 28" high X 42" wide X 18" deep with recessed handles, locking device and drawer label holders. Drawers are adaptable to either letter or legal size materials.
F2000 | Basket, Wastepaper, Fire Resistant | 1 | VV | Wastepaper basket, fire resistant, approximately 40 quart capacity. This unit is used to collect and temporarily store small quantities of paper refuse in patient rooms, administrative areas and nursing stations. Size and shape varies depending on the application and manufacturer selected.
M1801 | Computer, Microprocessing, w/Flat Panel Monitor | 1 | VV | Desk top microprocessing computer. The unit shall consist of a central processing mini tower, flat panel monitor, keyboard, mouse and speakers. The system shall have the following minimum characteristics: a 2.8 GHz Pentium processor; 512 MB memory; 80GB hard drive; 32/48x CD-ROMDVD combo; 1.44MB network interface card; video 32 MB NVIDIA; a 18 inch flat panel monitor. The computer is used throughout the facility to input, manipulate and retrieve information.
9 - SC856 - ED PPE Alcove, SPS | 9 - SC856 - ED PPE Alcove, SPS | 9 - SC856 - ED PPE Alcove, SPS | 9 - SC856 - ED PPE Alcove, SPS | 9 - SC856 - ED PPE Alcove, SPS
JSN | NAME | QTY | ACQ/INS | DESCRIPTION
A5145 | Hook, Garment, Double, SS, Surface Mounted | 4 | CC | A surface mounted, satin finish stainless steel, double garment hook. Equipped with a concealed mounting bracket that is secured to a concealed wall plate. For general purpose use throughout the facility to hang various items of apparel.
A5160 | Shelf, 8" Depth, SS, Surface Mounted | 1 | CC | A surface mounted, satin finish, stainless steel shelf with a minimum depth of 8". Mounting brackets are welded to shelf. Shelf is available in various widths. For general purpose use in scrub areas/rooms or other areas of the facility where a SS shelf is required. Pricing based upon a 36" width.
F2020 | Can, Trash, 44 Gallon | 1 | VV | Forty four (44) gallon trash can, 32" high X 24" diameter, with lid. Used to collect and transport refuse from a point of origin to point of disposal (example: from soiled utility or a nursing unit to the trash compactor at housekeeping).
M2035 | Rack, Storage, Mobile, Wire, CRS | 1 | VV | Mobile, wire, storage rack. Unit has open, fully adjustable, corrosion resistant wire surfaces and is mounted on stem casters. Used for linen or other general purpose storage and transport. Racks are provided in various sizes and configurations. The price provided is for a unit approximately 68"H x 18"D x 48"W with four shelves, bumpers, two swivel and two braking casters.
11 - SB735 - ED Clean Utility Alcove, Lgstcs Svc | 11 - SB735 - ED Clean Utility Alcove, Lgstcs Svc | 11 - SB735 - ED Clean Utility Alcove, Lgstcs Svc | 11 - SB735 - ED Clean Utility Alcove, Lgstcs Svc | 11 - SB735 - ED Clean Utility Alcove, Lgstcs Svc
JSN | NAME | QTY | ACQ/INS | DESCRIPTION
A1010 | Telecommunication Outlet | 1 | VV | Telecommunication outlet location.
E0903 | Locker, Supply, w/Shelves, Wall Mtd, 23"W x 20"D | 2 | VV | THIS TYPICAL INCLUDES: 1 Wall Mounted Rail 1 Supply Locker 1 Drawer, 9"H 4 Tray/Shelves Drawer Organizers Consider the need for an E0921 to transport the locker from place to place.
E0906 | Locker, Supply, General, Wall Mtd, 23"W x 20"D | 2 | VV | THIS TYPICAL INCLUDES: 1 Wall Mounted Rail 1 Locked Storage Container 2 Tray/Shelves 1 Drawer, 3"H 3 Drawers, 6"H 2 Drawers, 9"H 1 Tray/Shelf Divider Drawer Organizer Bins Consider the need for an E0921 to transport the locker from place to place.
E0912 | Locker, Supply, Med Surg, Wall Mtd | 2 | VV | Medical/Surgical Supply locker, Wall Mounted, approximately 23"W x 20"D. THIS TYPICAL INCLUDES: 1 Wall Mounted Rail 1 Locked Storage Container 4 Tray/Shelves 5 Drawers, 3"H 2 Drawers, 6"H 2 Tray/Shelf Dividers Drawer Organizer Bins Consider the need for an E0921 to transport the locker from place to place.
E1500 | Rail, MOD, W/MNTD, HX144XD | 1 | VV | Wall mounted rail used for hanging (mounting) lockers, shelves and drawers on a wall.
F2000 | Basket, Wastepaper, Fire Resistant | 1 | VV | Wastepaper basket, fire resistant, approximately 40 quart capacity. This unit is used to collect and temporarily store small quantities of paper refuse in patient rooms, administrative areas and nursing stations. Size and shape varies depending on the application and manufacturer selected.
12 - SB741 - ED Soiled Utility Alcove, Lgstcs Svc | 12 - SB741 - ED Soiled Utility Alcove, Lgstcs Svc | 12 - SB741 - ED Soiled Utility Alcove, Lgstcs Svc | 12 - SB741 - ED Soiled Utility Alcove, Lgstcs Svc | 12 - SB741 - ED Soiled Utility Alcove, Lgstcs Svc
JSN | NAME | QTY | ACQ/INS | DESCRIPTION
A5075 | Dispenser, Soap, Disposable | 1 | VV | Disposable soap dispenser. One-handed dispensing operation. Designed to accommodate disposable soap cartridge and valve.
A5077 | Dispenser, Hand Sanitizer, Hands-Free | 1 | VV | A touch free wall-mounted hand sanitizer dispenser. For use throughout a healthcare facility. Unit does not include the sanitizing liquid. Units are battery operated.
A5080 | Dispenser, Paper Towel, SS, Surface Mounted | 1 | CC | A surface mounted, satin finish stainless steel, single-fold, paper towel dispenser. Dispenser features: tumbler lock; front hinged at bottom; and refill indicator slot. Minimum capacity 400 single-fold paper towels. For general purpose use throughout the facility.
A5107 | Dispenser, Glove, Surgical/Examination, Wall Mntd | 1 | VV | Examination three (Small Medium, Large) glove dispenser box for wall mounting. Fabricated of either cold rolled steel with a white baked enamel finish, plastic or acrylic. Hardware not included, Option 3 powder coated steel.
CT050 | Countertop, Stainless Steel | 1 | CC | Stainless steel countertop (composition of heavy-gauge Type No. 304 stainless steel) having a smooth satin finish and integral 4" backsplash/curb. Also referred to as a corrosion-resistant steel work surface or work top. Available in various depths. Used in areas where excellent ease of cleaning, abrasion resistance, bacteria resistance, impact resistance, load capacity and moisture resistance, are of concern. Pricing based upon a 24" depth.
F2020 | Can, Trash, 44 Gallon | 1 | VV | Forty four (44) gallon trash can, 32" high X 24" diameter, with lid. Used to collect and transport refuse from a point of origin to point of disposal (example: from soiled utility or a nursing unit to the trash compactor at housekeeping).
M3070 | Hamper, Linen, Mobile, w/Lid | 1 | VV | Mobile linen hamper with hand or foot operated lid. Made of heavy tubular stainless steel with heavy gauge welded steel platform. Holds 25" hamper bags. Mounted on ball bearing casters. For linen transport in hospitals and clinics.
M3072 | Frame, Infectious Waste Bag w/Lid | 1 | VV | Frame for an infectious waste collection bag. Made of heavy tubular stainless steel with heavy gauge welded steel platform. Adjust to hold 18" or 25" trash bags. Mounted on ball bearing casters and includes permanently mounted hinged lid. Provides means of bagging infectious waste at point of waste generation.
P2000 | Eyewash, Wall Mounted, Hands-Free | 1 | CC | Wall mounted emergency eye wash station. The flow of water from the unit is activated by hand. Upon initiation of water flow the unit will operate hands free to provide streams of water to clear foreign particles or dilute caustic liquids from the eyes in emergency situations. Used in laboratories and areas of the hospital where employees are subject to foreign bodies or liquid material to the eyes.
P2451 | Valve, Mixing, Thermostatic, Eyewash | 1 | CC | Emergency tempering valve thermostatically mixes hot and cold water to provide a safe fluid supply for a single emergency eye/face wash with a flow rate of 10 gpm (38.8L)
P3100 | Lavatory, Vitreous China, Slab Type | 1 | CC | Wall mounted, slab type, vitreous china, lavatory (approximate bowl size 7"x15"x10") with: faucet holes on 4" centers; gooseneck spout; wrist blade handles; and grid strainer. It shall be suitable for use in clinics, offices, washrooms or patient care area.
5 - PATIENT AREA | 5 - PATIENT AREA | 5 - PATIENT AREA | 5 - PATIENT AREA | 5 - PATIENT AREA
1 - SB071 - ED Results Pending Accessible Waiting, Bldg Sprt | 1 - SB071 - ED Results Pending Accessible Waiting, Bldg Sprt | 1 - SB071 - ED Results Pending Accessible Waiting, Bldg Sprt | 1 - SB071 - ED Results Pending Accessible Waiting, Bldg Sprt | 1 - SB071 - ED Results Pending Accessible Waiting, Bldg Sprt
JSN | NAME | QTY | ACQ/INS | DESCRIPTION
A5077 | Dispenser, Hand Sanitizer, Hands-Free | 1 | VV | A touch free wall-mounted hand sanitizer dispenser. For use throughout a healthcare facility. Unit does not include the sanitizing liquid. Units are battery operated.
A5210 | Bracket, Television, Wall Mounted, w/Adjust Arm | 1 | VV | Wall mounted television bracket with adjustable arm. Consists of movable arm with minimum 120 degree swivel. Designed for holding wall mounted, flat panel television units in patient rooms.
A5220 | Bracket, Television, Wall Backing | 1 | CC | Wall mounted television bracket backing which provides additional support and strength for the installation of the television bracket. Option available for interior or exterior plate and sized for 12” 16” or 24” stud spacing.
A6046 | Artwork, Decorative, With Frame | 1 | VV | This JSN is to be used for determining and defining location of decorative artwork.
F0206 | Chair, Side, Bariatric, With Arms | 1 | VV | A bariatric side chair with arms for use in a waiting room, lobby or other patient area. Chair will have a padded seat and back and have a capacity of 800 pounds.
F0305 | Chair, Waiting Room, Single | 4 | VV | Single seat waiting room chair with foam padded seat and back. Upholstered with either woven fabric textile or vinyl. Arms and floor glides included.
F2000 | Basket, Wastepaper, Fire Resistant | 1 | VV | Wastepaper basket, fire resistant, approximately 40 quart capacity. This unit is used to collect and temporarily store small quantities of paper refuse in patient rooms, administrative areas and nursing stations. Size and shape varies depending on the application and manufacturer selected.
F2300 | Rack, Magazine, Wall Mounted | 1 | VV | Wall mounted magazine rack with nine (9) magazine holding compartments.
F3200 | Clock, Battery, 12" Diameter | 1 | VV | Clock, 12" diameter. Round surface, easy to read numbers with sweep second hand. Wall mounted unit for use when impractical to install a fully synchronized clock system. Battery operated, (batteries not included).
M0506 | Television, Flat Screen | 1 | VV | Flat screen television with approximately 32'" to 40' diagonal screen size. The TV will have built-in speakers, NTSC tuner, a 16:9 wide screen aspect ratio, a minimum of 1280 x 768 resolution and a remote control.
2 - CED22 - Fast Track Exam / Treatment Room, ED | 2 - CED22 - Fast Track Exam / Treatment Room, ED | 2 - CED22 - Fast Track Exam / Treatment Room, ED | 2 - CED22 - Fast Track Exam / Treatment Room, ED | 2 - CED22 - Fast Track Exam / Treatment Room, ED
JSN | NAME | QTY | ACQ/INS | DESCRIPTION
A1010 | Telecommunication Outlet | 4 | VV | Telecommunication outlet location.
A1014 | Telephone, Wall Mounted, 1 Line, With Speaker | 1 | VV | Telephone, wall mounted, 1 line, with speaker.
A1110 | Headwall, Prefabricated, General, 1-2 bed | 2 | CC | 1-2 bed, general, prefabricated headwall. Unit consists of a patient service module for general care, single or double bed type. It contains lighting, medical gases, electrical outlets, nurse call and bed bumper. Specify number and type of medical gas and electrical outlets. Size of module will vary by type and configuration of outlets.
A1200 | Lift System, Overhead, Patient Room | 1 | VC | An overhead rail system specifically designed for patient lifting and movement for a single bed patient room. The system will consist of recessed or ceiling mounted primary and secondary rails, lift motor with rolling carriage, patient harness or seat, and a hand controller or control box with charger. System will facilitate lifting and movement of patient to and from bed to gurney, chair or other requirement. Minimum lift capability is 550 pounds. Custom design of track layout by manufacturer is essential to meet individual facility requirements.
A5075 | Dispenser, Soap, Disposable | 1 | VV | Disposable soap dispenser. One-handed dispensing operation. Designed to accommodate disposable soap cartridge and valve.
A5077 | Dispenser, Hand Sanitizer, Hands-Free | 1 | VV | A touch free wall-mounted hand sanitizer dispenser. For use throughout a healthcare facility. Unit does not include the sanitizing liquid. Units are battery operated.
A5080 | Dispenser, Paper Towel, SS, Surface Mounted | 1 | CC | A surface mounted, satin finish stainless steel, single-fold, paper towel dispenser. Dispenser features: tumbler lock; front hinged at bottom; and refill indicator slot. Minimum capacity 400 single-fold paper towels. For general purpose use throughout the facility.
A5107 | Dispenser, Glove, Surgical/Examination, Wall Mntd | 1 | VV | Examination three (Small Medium, Large) glove dispenser box for wall mounting. Fabricated of either cold rolled steel with a white baked enamel finish, plastic or acrylic. Hardware not included, Option 3 powder coated steel.
A5108 | Waste Disposal Unit, Sharps | 1 | VV | A container for collecting and transporting syringes and other sharps for decontamination and disposal. Available in 2 gallon and 8 gallon with locking rotor. Complies with OSHA regulations for handling sharps.
A5145 | Hook, Garment, Double, SS, Surface Mounted | 2 | CC | A surface mounted, satin finish stainless steel, double garment hook. Equipped with a concealed mounting bracket that is secured to a concealed wall plate. For general purpose use throughout the facility to hang various items of apparel.
A5180 | Track, Cubicle, Surface Mounted, With Curtain | 1 | VV | Surface mounted cubicle track, with curtain. Track constructed of thick extruded aluminum. Equipped with self lubricating carriers, beaded drop chain hooks, and flame resistant curtain. To include removable end caps. Designed to be suspended around patient areas where privacy is needed. Price listed is per foot of the track, curtains to be priced per quote.
A5215 | Bracket, Television, Ceiling Mounted | 1 | CC | Ceiling mounted television bracket for flat panel LCD and Plasma screens. The bracket shall be a universal style mount with a load capacity of 200 pounds with adjustments of 0-15 degree tilt and 360 degree swivel. Shall be capable of accommodating various size units.
A6046 | Artwork, Decorative, With Frame | 1 | VV | This JSN is to be used for determining and defining location of decorative artwork.
E0945 | Cart, Computer, Mobile | 1 | VV | A mobile computer cart for use throughout the facility. The cart dimensions will be approximately 45" H x 30" W x 22" D with casters. May include drawers and miscellaneous other accessories that will be determined at time of purchase. This Typical may include: 1 Cart Body, w/Computer Support, Style-A Narrow, w/Raised Edge Top 1 Flip-Up Shelf 1 Sharps Container Holder 1 Wastebasket 1 Chart Holder 2 Drawers, 3"H 2 Drawers, 6"H 3 Accessory Rail, Side Drawer Organizer Bins
E0948 | Cart, General Storage, Mobile, 42"H x 32"W x 22"D | 1 | VV | THIS TYPICAL INCLUDES: 1 Cart Body, Style-A Narrow, w/Raised Edge Top 2 Drawers, 3" H 4 Drawers, 6" H 1 Accessory Rail, Side Drawer Organizer Bins
F0205 | Chair, Side With Arms | 1 | VV | Upholstered side chair, 32" high X 21" wide X 23" deep with arms, padded seats and padded backs. Seat height is a minimum of 17". Available with or without sled base.
F0340 | Stool, Self Adjusting | 1 | VV | Self adjusting stool. Consists of a foam padded upholstered seat with attached foot rest for added comfort. Mounted on swivel casters. Designed for doctor's use during examinations.
F2010 | Basket, Wastepaper, Step-On | 1 | VV | "Step-on" wastepaper basket with inner liner and foot petal activated flip top.
F3200 | Clock, Battery, 12" Diameter | 1 | VV | Clock, 12" diameter. Round surface, easy to read numbers with sweep second hand. Wall mounted unit for use when impractical to install a fully synchronized clock system. Battery operated, (batteries not included).
M0506 | Television, Flat Screen | 1 | VV | Flat screen television with approximately 32'" to 40' diagonal screen size. The TV will have built-in speakers, NTSC tuner, a 16:9 wide screen aspect ratio, a minimum of 1280 x 768 resolution and a remote control.
M0750 | Flowmeter, Air, Connect w/50 PSI Supply | 1 | VV | Air flowmeter. Unit has a stainless steel needle valve with clear flowtube for connection to 50 PSI air outlet from central pipeline system. Requires the appropriate adapter for connection to the wall outlet and fitting to connect to tubing. Database prices reflect fittings with an attached DISS power outlet. Other outlet and adapter configurations are available.
M0755 | Flowmeter, Oxygen, Low Flow | 2 | VV | Oxygen flowmeter. Consists of a clear crystal flowtube calibrated to 3.5 or 8 LPM depending on manufacturer. For oxygen regulation in hospital settings. Database pricing includes DISS fitting and DISS power outlet and wall adapter. Other fitting and adapter configurations are available.
M0765 | Regulator, Vacuum | 2 | VV | Vacuum pressure regulator for connection to central piped vacuum system. Standard display scale is graduated at least from 0 to 200 mm Hg of vacuum. Displays on specialized regulators may cover other vacuum ranges. Regulator type (continuous, intermittent, continuous/intermittent, surgical, pediatric, thoracic, etc.) as required. To be used in delivery, neonatal, pediatrics or any area where suction is required. Database pricing reflects continuous regulators graduated to 200 mm Hg with a full line vacuum selection switch and DISS configured inlets and outlets.
M3073 | Container, Biohazard Waste, Step-on, Fire Safe | 1 | VV | A biohazard waste container with a step-on lid. The container will have a capacity of approximately 12 gallons and be made of a fire safe material.
M4200 | Otoscope/Ophthalmoscope, Wall Mounted | 1 | VV | Wall mounted otoscope and ophthalmoscope. Includes 6 foot line cord and plug and accepts and includes two handles. Contains head turn-on/turn-off, built-in speculum tray and 8 foot coiled cords. Unit is designed for use in patient exam rooms.
M4255 | Stand, IV, Adjustable | 1 | VV | Adjustable IV stand with 4-hook arrangement. Stand has stainless steel construction with heavy weight base. It adjusts from 66 inches to 100 inches and is mounted on conductive rubber, ball bearing, swivel casters. Stand is used for administering intravenous solutions.
M4266 | Pump, Volumetric, Infusion, Multiple Line | 1 | VV | Volumetric infusion pump. Pump is self-regulating with automatic sensor and adjustable rate. Equipped with visual and audible alarms and up to 10 hour capacity battery. For the administration of a wide variety of therapeutic agents where precise control is required. Unit provides individual control to IV lines simultaneously.
M4653 | Stretcher, Chair, Ophthalmic Surgical | 1 | VV | An eye surgery stretcher which adjusts from horizontal to a chair position. Stretcher has dual articulating headpiece for multiple ophthalmic surgical positioning; features dual hydraulic jacks, swing down side rails, oxygen holder, independently movable foot section, and IV receptacles. Minimum 400 pound weight capacity.
M7040 | Table, Overbed | 1 | VV | Overbed table. Adjustable height table constructed of heavy gauge steel. Mounted on 2" diameter twin swivel casters with bumper caps. Table top is constructed with a high pressure plastic laminated surface that resists chipping, scratching, and staining. It includes a vanity tray and a mirror. Table is designed for use over bed, wheelchair or large chair.
M7405 | Light, Exam, Ceiling Mounted | 1 | CC | Ceiling exam light. Consists of a lightheaded reflector supported by a ceiling mounted radial arm assembly that provides a wide range of positioning capabilities. Halogen bulbs and an intensity control provide cool, color corrected light. The minimum ceiling height in most cases is 8'-0"; refer to each manufacturer's specific installation requirements. Physical dimensions refer to the retracted light; one length of the dual swing arm around the center mount in width and depth and the combined height of the lamp head and folded arms. Unit may also have a center mount detachable and sterilizable control handle. For use in minor procedure or examination room applications.
M7845 | Monitor, Physiological, Bedside, 4 Channel | 1 | VV | 4 channel bedside physiological monitor. The unit consist of a four-channel non-fade monochrome display monitor, an alarm system and printer-recording capabilities. The monitor has color coded controls and automatic calibration. The unit displays up to four waveforms simultaneously. The parameters to be monitored are user selectable. The monitor may be connected to a central monitoring station. The unit monitors patients in most acute care areas, step-down units, procedure rooms and emergency rooms.
M7910 | Thermometer, Electronic | 1 | VV | Electronic thermometer. Pocket size unit with easy to read zero Fahrenheit or zero Centigrade LCD display in approximately 20 seconds. Battery operated and enclosed in a heavy duty plastic case. Unit is hand-held portable and may be stand or wall mounted. For patient body temperature readings.
P3100 | Lavatory, Vitreous China, Slab Type | 1 | CC | Wall mounted, slab type, vitreous china, lavatory (approximate bowl size 7"x15"x10") with: faucet holes on 4" centers; gooseneck spout; wrist blade handles; and grid strainer. It shall be suitable for use in clinics, offices, washrooms or patient care area.
3 - CED41 - Fast Track PPE / O.R. Equipment Alcove, ED | 3 - CED41 - Fast Track PPE / O.R. Equipment Alcove, ED | 3 - CED41 - Fast Track PPE / O.R. Equipment Alcove, ED | 3 - CED41 - Fast Track PPE / O.R. Equipment Alcove, ED | 3 - CED41 - Fast Track PPE / O.R. Equipment Alcove, ED
JSN | NAME | QTY | ACQ/INS | DESCRIPTION
A5077 | Dispenser, Hand Sanitizer, Hands-Free | 1 | VV | A touch free wall-mounted hand sanitizer dispenser. For use throughout a healthcare facility. Unit does not include the sanitizing liquid. Units are battery operated.
A5096 | Infection Control Center, Wall-Mounted | 1 | VV | Wall mounted infection control center designed for public waiting and reception areas. Provides spaces for dispensing sanitizer, masks and tissues. Available in a variety of finishes and wood framing material.
A5107 | Dispenser, Glove, Surgical/Examination, Wall Mntd | 1 | VV | Examination three (Small Medium, Large) glove dispenser box for wall mounting. Fabricated of either cold rolled steel with a white baked enamel finish, plastic or acrylic. Hardware not included, Option 3 powder coated steel.
4 - SC271 - ED Consult Room, Clncl Sprt | 4 - SC271 - ED Consult Room, Clncl Sprt | 4 - SC271 - ED Consult Room, Clncl Sprt | 4 - SC271 - ED Consult Room, Clncl Sprt | 4 - SC271 - ED Consult Room, Clncl Sprt
JSN | NAME | QTY | ACQ/INS | DESCRIPTION
A1010 | Telecommunication Outlet | 2 | VV | Telecommunication outlet location.
A1012 | Telephone, Wall Mounted, 1 Line | 1 | VV | Telephone, wall mounted, 1 line.
A5145 | Hook, Garment, Double, SS, Surface Mounted | 1 | CC | A surface mounted, satin finish stainless steel, double garment hook. Equipped with a concealed mounting bracket that is secured to a concealed wall plate. For general purpose use throughout the facility to hang various items of apparel.
F0115 | Bookcase, Open, 5 Shelf | 1 | VV | Freestanding open shelf bookcase, approximately 82" high X 37" wide X 18" deep with 5 (five) adjustable shelves. Unit can be separate or part of a system with available add-on shelving.
F0205 | Chair, Side With Arms | 3 | VV | Upholstered side chair, 32" high X 21" wide X 23" deep with arms, padded seats and padded backs. Seat height is a minimum of 17". Available with or without sled base.
F0750 | Table, Office, (size as required) | 1 | VV | Office table, sized as required. May be used as either a four (4) to six (6) person conference table or as an extra work surface area.
F2000 | Basket, Wastepaper, Fire Resistant | 1 | VV | Wastepaper basket, fire resistant, approximately 40 quart capacity. This unit is used to collect and temporarily store small quantities of paper refuse in patient rooms, administrative areas and nursing stations. Size and shape varies depending on the application and manufacturer selected.
F3200 | Clock, Battery, 12" Diameter | 1 | VV | Clock, 12" diameter. Round surface, easy to read numbers with sweep second hand. Wall mounted unit for use when impractical to install a fully synchronized clock system. Battery operated, (batteries not included).
M0506 | Television, Flat Screen | 1 | VV | Flat screen television with approximately 32'" to 40' diagonal screen size. The TV will have built-in speakers, NTSC tuner, a 16:9 wide screen aspect ratio, a minimum of 1280 x 768 resolution and a remote control.
M1802 | Work Station, Computer, Retractable, Wall Mounted | 1 | VV | A wall mounted retractable work station. Work station is used as a computer station in treatment rooms, exam rooms and areas where physical space in limited.
5 - SC273 - ED Women's Health Consult Room, Clncl Sprt | 5 - SC273 - ED Women's Health Consult Room, Clncl Sprt | 5 - SC273 - ED Women's Health Consult Room, Clncl Sprt | 5 - SC273 - ED Women's Health Consult Room, Clncl Sprt | 5 - SC273 - ED Women's Health Consult Room, Clncl Sprt
JSN | NAME | QTY | ACQ/INS | DESCRIPTION
A1010 | Telecommunication Outlet | 2 | VV | Telecommunication outlet location.
A1015 | Telephone, Desk, Multiple Line | 1 | VV | Telephone, desk, multiple line.
A5075 | Dispenser, Soap, Disposable | 1 | VV | Disposable soap dispenser. One-handed dispensing operation. Designed to accommodate disposable soap cartridge and valve.
A5080 | Dispenser, Paper Towel, SS, Surface Mounted | 1 | CC | A surface mounted, satin finish stainless steel, single-fold, paper towel dispenser. Dispenser features: tumbler lock; front hinged at bottom; and refill indicator slot. Minimum capacity 400 single-fold paper towels. For general purpose use throughout the facility.
A5145 | Hook, Garment, Double, SS, Surface Mounted | 1 | CC | A surface mounted, satin finish stainless steel, double garment hook. Equipped with a concealed mounting bracket that is secured to a concealed wall plate. For general purpose use throughout the facility to hang various items of apparel.
CD040 | Cabinet, W/H, 2 Shelf, 2 DO, Sloping Top, 38x36x13 | 1 | CC | Wall hung cabinet with two adjustable shelves, solid hinged doors, and sloping top. Also referred to as a solid hinged double door wall case. For general purpose use throughout the facility.
CS010 | Sink, SS, Single Compartment, 7.5x12x12 ID | 1 | CC | Single compartment stainless steel sink, drop-in, self-rimming, ledge-type, connected with a drain and provided with a mixing faucet. It shall also be provided with pre-punched fixture holes on 4" center, integral back ledge to accommodate deck-mounted fixtures, brushed/polished interior and top surfaces, and sound deadened. Recommended for use in suspended or U/C/B sink cabinets having a high plastic laminate or Chemsurf laminate countertop/work surface. For general purpose use throughout the facility.
CT020 | Countertop, Solid Surface | 1 | CC | A solid, nonporous countertop with a smooth seamless appearance. Easy to clean and maintain and with proper cleaning does not support the growth of mold. An acrylic-based solid surface product. Standard thickness of 1", and a 4" butt backsplash/curb. Also referred to as a work surface or work top. Available in a choice of colors and depths. Used in lab and other hospital areas requiring optimum physical and chemical resisting properties.
F0205 | Chair, Side With Arms | 3 | VV | Upholstered side chair, 32" high X 21" wide X 23" deep with arms, padded seats and padded backs. Seat height is a minimum of 17". Available with or without sled base.
F0340 | Stool, Self Adjusting | 1 | VV | Self adjusting stool. Consists of a foam padded upholstered seat with attached foot rest for added comfort. Mounted on swivel casters. Designed for doctor's use during examinations.
F0740 | Table, Occasional, Lamp | 1 | VV | Occasional lamp table (end table) approximately 20" high X 27" wide X 27" deep with choice of finishes (wood, oak veneer, or high pressure laminate).
F2000 | Basket, Wastepaper, Fire Resistant | 1 | VV | Wastepaper basket, fire resistant, approximately 40 quart capacity. This unit is used to collect and temporarily store small quantities of paper refuse in patient rooms, administrative areas and nursing stations. Size and shape varies depending on the application and manufacturer selected.
F3200 | Clock, Battery, 12" Diameter | 1 | VV | Clock, 12" diameter. Round surface, easy to read numbers with sweep second hand. Wall mounted unit for use when impractical to install a fully synchronized clock system. Battery operated, (batteries not included).
M1801 | Computer, Microprocessing, w/Flat Panel Monitor | 1 | VV | Desk top microprocessing computer. The unit shall consist of a central processing mini tower, flat panel monitor, keyboard, mouse and speakers. The system shall have the following minimum characteristics: a 2.8 GHz Pentium processor; 512 MB memory; 80GB hard drive; 32/48x CD-ROMDVD combo; 1.44MB network interface card; video 32 MB NVIDIA; a 18 inch flat panel monitor. The computer is used throughout the facility to input, manipulate and retrieve information.
M1802 | Work Station, Computer, Retractable, Wall Mounted | 1 | VV | A wall mounted retractable work station. Work station is used as a computer station in treatment rooms, exam rooms and areas where physical space in limited.
6 - CWV91 - ED Women's Health Storage Room, Wm Vet Svc | 6 - CWV91 - ED Women's Health Storage Room, Wm Vet Svc | 6 - CWV91 - ED Women's Health Storage Room, Wm Vet Svc | 6 - CWV91 - ED Women's Health Storage Room, Wm Vet Svc | 6 - CWV91 - ED Women's Health Storage Room, Wm Vet Svc
JSN | NAME | QTY | ACQ/INS | DESCRIPTION
A1010 | Telecommunication Outlet | 1 | VV | Telecommunication outlet location.
A1014 | Telephone, Wall Mounted, 1 Line, With Speaker | 1 | VV | Telephone, wall mounted, 1 line, with speaker.
M2055 | Shelving, Storage, Wire, CRS, w/Adjustable Shelves | 4 | VV | Stationary, wire, shelving unit. Unit has fully adjustable shelves constructed of stainless steel. For use in general purpose storage areas. Shelving is provided in various sizes and configurations. Price provided is for a unit approximately 74"H x 18"D x 48"W with four shelves.
7 - CED33 - Point -of-Care (POC) Testing Alcove, ED | 7 - CED33 - Point -of-Care (POC) Testing Alcove, ED | 7 - CED33 - Point -of-Care (POC) Testing Alcove, ED | 7 - CED33 - Point -of-Care (POC) Testing Alcove, ED | 7 - CED33 - Point -of-Care (POC) Testing Alcove, ED
JSN | NAME | QTY | ACQ/INS | DESCRIPTION
A1010 | Telecommunication Outlet | 3 | VV | Telecommunication outlet location.
A1014 | Telephone, Wall Mounted, 1 Line, With Speaker | 1 | VV | Telephone, wall mounted, 1 line, with speaker.
A5075 | Dispenser, Soap, Disposable | 1 | VV | Disposable soap dispenser. One-handed dispensing operation. Designed to accommodate disposable soap cartridge and valve.
A5080 | Dispenser, Paper Towel, SS, Surface Mounted | 1 | CC | A surface mounted, satin finish stainless steel, single-fold, paper towel dispenser. Dispenser features: tumbler lock; front hinged at bottom; and refill indicator slot. Minimum capacity 400 single-fold paper towels. For general purpose use throughout the facility.
A5096 | Infection Control Center, Wall-Mounted | 1 | VV | Wall mounted infection control center designed for public waiting and reception areas. Provides spaces for dispensing sanitizer, masks and tissues. Available in a variety of finishes and wood framing material.
A5107 | Dispenser, Glove, Surgical/Examination, Wall Mntd | 1 | VV | Examination three (Small Medium, Large) glove dispenser box for wall mounting. Fabricated of either cold rolled steel with a white baked enamel finish, plastic or acrylic. Hardware not included, Option 3 powder coated steel.
A5108 | Waste Disposal Unit, Sharps | 1 | VV | A container for collecting and transporting syringes and other sharps for decontamination and disposal. Available in 2 gallon and 8 gallon with locking rotor. Complies with OSHA regulations for handling sharps.
A5145 | Hook, Garment, Double, SS, Surface Mounted | 2 | CC | A surface mounted, satin finish stainless steel, double garment hook. Equipped with a concealed mounting bracket that is secured to a concealed wall plate. For general purpose use throughout the facility to hang various items of apparel.
C01D0 | Cabinet, U/C/B, 4 Drawer, 36x18x22 | 1 | CC | Standing height under counter base cabinet with four full width drawers of equal height. Also referred to as a drawer cabinet. For general purpose use throughout the facility.
C02Q0 | Cabinet, Sink, U/C/B, 1 Door, 36x24x22 | 2 | CC | Standing height under counter base sink cabinet with a solid right or left-hinged door (appropriate door configuration to be indicated on equipment elevation drawings). Also referred to as a single-door sink cabinet. For general purpose use throughout the facility where a sink is to be used. Coordinate actual clear cabinet dimension with the actual outside dimension of sink that is specified to ensure that they are compatible.
CS180 | Sink, SS, Single Compartment, 12x22x16 ID | 2 | CC | Single compartment stainless steel sink, drop-in, self-rimming, ledge-type, connected with a drain and provided with a mixing faucet. It shall also be provided with pre-punched fixture holes on 4" center, integral back ledge to accommodate deck-mounted fixtures, brushed/polished interior and top surfaces, and sound deadened. Recommended for use in suspended or U/C/B sink cabinets having a high plastic laminate or Chemsurf laminate countertop/work surface. Coordinate actual outside sink dimensions with the actual clear dimension of cabinet specified to ensure that they are compatible. For general purpose use throughout the facility.
CT020 | Countertop, Solid Surface | 1 | CC | A solid, nonporous countertop with a smooth seamless appearance. Easy to clean and maintain and with proper cleaning does not support the growth of mold. An acrylic-based solid surface product. Standard thickness of 1", and a 4" butt backsplash/curb. Also referred to as a work surface or work top. Available in a choice of colors and depths. Used in lab and other hospital areas requiring optimum physical and chemical resisting properties.
F2010 | Basket, Wastepaper, Step-On | 1 | VV | "Step-on" wastepaper basket with inner liner and foot petal activated flip top.
M3073 | Container, Biohazard Waste, Step-on, Fire Safe | 1 | VV | A biohazard waste container with a step-on lid. The container will have a capacity of approximately 12 gallons and be made of a fire safe material.
8 - SB201 - ED Patient Toilet, Bldg Sprt | 8 - SB201 - ED Patient Toilet, Bldg Sprt | 8 - SB201 - ED Patient Toilet, Bldg Sprt | 8 - SB201 - ED Patient Toilet, Bldg Sprt | 8 - SB201 - ED Patient Toilet, Bldg Sprt
JSN | NAME | QTY | ACQ/INS | DESCRIPTION
A1067 | Mirror, Float Glass, ADA Accessible | 1 | CC | A high quality 1/4" polished float glass mirror with a stainless steel frame. Frame holds mirror in a tilted position for accessibility and compliance with ADA requirements. Mirror has a galvanized steel back secured to frame with concealed screws with integral horizontal hanging brackets. Mirror shall be approximately 18" wide and 36" high. Other sizes are available.
A5075 | Dispenser, Soap, Disposable | 1 | VV | Disposable soap dispenser. One-handed dispensing operation. Designed to accommodate disposable soap cartridge and valve.
A5082 | Dispenser, Paper Towel, Sensor, Hands Free | 1 | CC | A surface mounted, sensor activated, automatic, roll paper towel dispenser. The unit dispenses a paper towel automatically only when hands are place in position below the dispenser for maximum sanitation and hygiene. May include adjustable settings for sheet length, time delay, and sensor range. Unit is battery operated or with optional AC power adapter.
A5090 | Disposal, Sanitary Napkin, SS, Surface Mounted | 1 | CC | A surface mounted, satin finish stainless steel, sanitary napkin disposal. Disposal features a flip-up cover, secured to the container by a heavy duty stainless steel piano-hinge. Disposal may be secured to wall or toilet partition. For general purpose use in female toilet stalls or rooms and uni-sex toilet rooms.
A5109 | Grab Bar, 1-1/4" Dia., SS, 2 Wall, W/C Accessible | 1 | CC | A 1-1/4" diameter, satin finish stainless steel, peened gripping surface, 2 wall toilet stall/ room, grab bar with concealed mounting flanges. Snap over flanges are provided to conceal mounting screws. A selection of mounting kits and concealed anchor devices are available from the manufacturers for different types of installations. Grab bar shall comply with barrier-free accessibility guidelines for structural strength. For typical water closet applications in toilet stalls and rooms where ADA (American's With Disabilities Act) requirements must be met.
A5145 | Hook, Garment, Double, SS, Surface Mounted | 1 | CC | A surface mounted, satin finish stainless steel, double garment hook. Equipped with a concealed mounting bracket that is secured to a concealed wall plate. For general purpose use throughout the facility to hang various items of apparel.
A5200 | Dispenser, Toilet Tissue, SS, 2-Roll, Surface Mntd | 1 | CC | A concealed surface mounted, double roll, satin finish stainless steel, toilet tissue dispenser. Unit accommodates two standard-core toilet tissue rolls through 5" in diameter. Spindles are chrome plated plastic with a heavy-duty internal spring and turn freely for non-controlled delivery. For general purpose use in restrooms.
F2010 | Basket, Wastepaper, Step-On | 1 | VV | "Step-on" wastepaper basket with inner liner and foot petal activated flip top.
P3000 | Lavatory, Vitreous China, Straight Back | 1 | CC | Wall mounted, vitreous china lavatory (approximate bowl size 7"x15"x10") with: straight-front apron, straight or contoured back; faucet holes on 4" centers; gooseneck spout; wrist blade handles; and grid strainer. It shall be suitable for use in clinics, offices, washrooms or patient care areas.
P9050 | Toilet, Wall Hung, Siphon Jet | 1 | CC | Siphon jet water closet/ toilet. This unit is wall hung with an elongated bowl, top spud flushometer, seat with open front and check hinge, and carrier. Used in restrooms throughout the health care facility.
9 - CED21 - General Exam / Treatment Room, ED | 9 - CED21 - General Exam / Treatment Room, ED | 9 - CED21 - General Exam / Treatment Room, ED | 9 - CED21 - General Exam / Treatment Room, ED | 9 - CED21 - General Exam / Treatment Room, ED
JSN | NAME | QTY | ACQ/INS | DESCRIPTION
A1010 | Telecommunication Outlet | 4 | VV | Telecommunication outlet location.
A1014 | Telephone, Wall Mounted, 1 Line, With Speaker | 1 | VV | Telephone, wall mounted, 1 line, with speaker.
A1110 | Headwall, Prefabricated, General, 1-2 bed | 2 | CC | 1-2 bed, general, prefabricated headwall. Unit consists of a patient service module for general care, single or double bed type. It contains lighting, medical gases, electrical outlets, nurse call and bed bumper. Specify number and type of medical gas and electrical outlets. Size of module will vary by type and configuration of outlets.
A1200 | Lift System, Overhead, Patient Room | 1 | VC | An overhead rail system specifically designed for patient lifting and movement for a single bed patient room. The system will consist of recessed or ceiling mounted primary and secondary rails, lift motor with rolling carriage, patient harness or seat, and a hand controller or control box with charger. System will facilitate lifting and movement of patient to and from bed to gurney, chair or other requirement. Minimum lift capability is 550 pounds. Custom design of track layout by manufacturer is essential to meet individual facility requirements.
A5075 | Dispenser, Soap, Disposable | 1 | VV | Disposable soap dispenser. One-handed dispensing operation. Designed to accommodate disposable soap cartridge and valve.
A5077 | Dispenser, Hand Sanitizer, Hands-Free | 1 | VV | A touch free wall-mounted hand sanitizer dispenser. For use throughout a healthcare facility. Unit does not include the sanitizing liquid. Units are battery operated.
A5080 | Dispenser, Paper Towel, SS, Surface Mounted | 1 | CC | A surface mounted, satin finish stainless steel, single-fold, paper towel dispenser. Dispenser features: tumbler lock; front hinged at bottom; and refill indicator slot. Minimum capacity 400 single-fold paper towels. For general purpose use throughout the facility.
A5096 | Infection Control Center, Wall-Mounted | 1 | VV | Wall mounted infection control center designed for public waiting and reception areas. Provides spaces for dispensing sanitizer, masks and tissues. Available in a variety of finishes and wood framing material.
A5107 | Dispenser, Glove, Surgical/Examination, Wall Mntd | 1 | VV | Examination three (Small Medium, Large) glove dispenser box for wall mounting. Fabricated of either cold rolled steel with a white baked enamel finish, plastic or acrylic. Hardware not included, Option 3 powder coated steel.
A5108 | Waste Disposal Unit, Sharps | 1 | VV | A container for collecting and transporting syringes and other sharps for decontamination and disposal. Available in 2 gallon and 8 gallon with locking rotor. Complies with OSHA regulations for handling sharps.
A5145 | Hook, Garment, Double, SS, Surface Mounted | 2 | CC | A surface mounted, satin finish stainless steel, double garment hook. Equipped with a concealed mounting bracket that is secured to a concealed wall plate. For general purpose use throughout the facility to hang various items of apparel.
A5180 | Track, Cubicle, Surface Mounted, With Curtain | 1 | VV | Surface mounted cubicle track, with curtain. Track constructed of thick extruded aluminum. Equipped with self lubricating carriers, beaded drop chain hooks, and flame resistant curtain. To include removable end caps. Designed to be suspended around patient areas where privacy is needed. Price listed is per foot of the track, curtains to be priced per quote.
A5215 | Bracket, Television, Ceiling Mounted | 1 | CC | Ceiling mounted television bracket for flat panel LCD and Plasma screens. The bracket shall be a universal style mount with a load capacity of 200 pounds with adjustments of 0-15 degree tilt and 360 degree swivel. Shall be capable of accommodating various size units.
A6046 | Artwork, Decorative, With Frame | 1 | VV | This JSN is to be used for determining and defining location of decorative artwork.
E0945 | Cart, Computer, Mobile | 1 | VV | A mobile computer cart for use throughout the facility. The cart dimensions will be approximately 45" H x 30" W x 22" D with casters. May include drawers and miscellaneous other accessories that will be determined at time of purchase. This Typical may include: 1 Cart Body, w/Computer Support, Style-A Narrow, w/Raised Edge Top 1 Flip-Up Shelf 1 Sharps Container Holder 1 Wastebasket 1 Chart Holder 2 Drawers, 3"H 2 Drawers, 6"H 3 Accessory Rail, Side Drawer Organizer Bins
E0948 | Cart, General Storage, Mobile, 42"H x 32"W x 22"D | 1 | VV | THIS TYPICAL INCLUDES: 1 Cart Body, Style-A Narrow, w/Raised Edge Top 2 Drawers, 3" H 4 Drawers, 6" H 1 Accessory Rail, Side Drawer Organizer Bins
F0205 | Chair, Side With Arms | 1 | VV | Upholstered side chair, 32" high X 21" wide X 23" deep with arms, padded seats and padded backs. Seat height is a minimum of 17". Available with or without sled base.
F0340 | Stool, Self Adjusting | 1 | VV | Self adjusting stool. Consists of a foam padded upholstered seat with attached foot rest for added comfort. Mounted on swivel casters. Designed for doctor's use during examinations.
F2010 | Basket, Wastepaper, Step-On | 1 | VV | "Step-on" wastepaper basket with inner liner and foot petal activated flip top.
F3200 | Clock, Battery, 12" Diameter | 1 | VV | Clock, 12" diameter. Round surface, easy to read numbers with sweep second hand. Wall mounted unit for use when impractical to install a fully synchronized clock system. Battery operated, (batteries not included).
M0506 | Television, Flat Screen | 1 | VV | Flat screen television with approximately 32'" to 40' diagonal screen size. The TV will have built-in speakers, NTSC tuner, a 16:9 wide screen aspect ratio, a minimum of 1280 x 768 resolution and a remote control.
M0750 | Flowmeter, Air, Connect w/50 PSI Supply | 1 | VV | Air flowmeter. Unit has a stainless steel needle valve with clear flowtube for connection to 50 PSI air outlet from central pipeline system. Requires the appropriate adapter for connection to the wall outlet and fitting to connect to tubing. Database prices reflect fittings with an attached DISS power outlet. Other outlet and adapter configurations are available.
M0755 | Flowmeter, Oxygen, Low Flow | 2 | VV | Oxygen flowmeter. Consists of a clear crystal flowtube calibrated to 3.5 or 8 LPM depending on manufacturer. For oxygen regulation in hospital settings. Database pricing includes DISS fitting and DISS power outlet and wall adapter. Other fitting and adapter configurations are available.
M0765 | Regulator, Vacuum | 2 | VV | Vacuum pressure regulator for connection to central piped vacuum system. Standard display scale is graduated at least from 0 to 200 mm Hg of vacuum. Displays on specialized regulators may cover other vacuum ranges. Regulator type (continuous, intermittent, continuous/intermittent, surgical, pediatric, thoracic, etc.) as required. To be used in delivery, neonatal, pediatrics or any area where suction is required. Database pricing reflects continuous regulators graduated to 200 mm Hg with a full line vacuum selection switch and DISS configured inlets and outlets.
M3073 | Container, Biohazard Waste, Step-on, Fire Safe | 1 | VV | A biohazard waste container with a step-on lid. The container will have a capacity of approximately 12 gallons and be made of a fire safe material.
M4200 | Otoscope/Ophthalmoscope, Wall Mounted | 1 | VV | Wall mounted otoscope and ophthalmoscope. Includes 6 foot line cord and plug and accepts and includes two handles. Contains head turn-on/turn-off, built-in speculum tray and 8 foot coiled cords. Unit is designed for use in patient exam rooms.
M4255 | Stand, IV, Adjustable | 1 | VV | Adjustable IV stand with 4-hook arrangement. Stand has stainless steel construction with heavy weight base. It adjusts from 66 inches to 100 inches and is mounted on conductive rubber, ball bearing, swivel casters. Stand is used for administering intravenous solutions.
M4266 | Pump, Volumetric, Infusion, Multiple Line | 1 | VV | Volumetric infusion pump. Pump is self-regulating with automatic sensor and adjustable rate. Equipped with visual and audible alarms and up to 10 hour capacity battery. For the administration of a wide variety of therapeutic agents where precise control is required. Unit provides individual control to IV lines simultaneously.
M4655 | Stretcher, Mobile, CRS, 9 Position | 1 | VV | Mobile stretcher. All corrosion resistant stainless steel construction. It consists of a tubular frame with side rails, a 9-position hydraulic base with pneumatic fowler adjustment, and a 2" pad. Unit is mounted on 8" conductive casters. Designed for patient transport as well as for minor surgical procedures.
M7040 | Table, Overbed | 1 | VV | Overbed table. Adjustable height table constructed of heavy gauge steel. Mounted on 2" diameter twin swivel casters with bumper caps. Table top is constructed with a high pressure plastic laminated surface that resists chipping, scratching, and staining. It includes a vanity tray and a mirror. Table is designed for use over bed, wheelchair or large chair.
M7405 | Light, Exam, Ceiling Mounted | 1 | CC | Ceiling exam light. Consists of a lightheaded reflector supported by a ceiling mounted radial arm assembly that provides a wide range of positioning capabilities. Halogen bulbs and an intensity control provide cool, color corrected light. The minimum ceiling height in most cases is 8'-0"; refer to each manufacturer's specific installation requirements. Physical dimensions refer to the retracted light; one length of the dual swing arm around the center mount in width and depth and the combined height of the lamp head and folded arms. Unit may also have a center mount detachable and sterilizable control handle. For use in minor procedure or examination room applications.
M7845 | Monitor, Physiological, Bedside, 4 Channel | 1 | VV | 4 channel bedside physiological monitor. The unit consist of a four-channel non-fade monochrome display monitor, an alarm system and printer-recording capabilities. The monitor has color coded controls and automatic calibration. The unit displays up to four waveforms simultaneously. The parameters to be monitored are user selectable. The monitor may be connected to a central monitoring station. The unit monitors patients in most acute care areas, step-down units, procedure rooms and emergency rooms.
M7910 | Thermometer, Electronic | 1 | VV | Electronic thermometer. Pocket size unit with easy to read zero Fahrenheit or zero Centigrade LCD display in approximately 20 seconds. Battery operated and enclosed in a heavy duty plastic case. Unit is hand-held portable and may be stand or wall mounted. For patient body temperature readings.
P3100 | Lavatory, Vitreous China, Slab Type | 1 | CC | Wall mounted, slab type, vitreous china, lavatory (approximate bowl size 7"x15"x10") with: faucet holes on 4" centers; gooseneck spout; wrist blade handles; and grid strainer. It shall be suitable for use in clinics, offices, washrooms or patient care area.
10 - CED41 - ED General E/T Room PPE / Equipment Alcove, ED | 10 - CED41 - ED General E/T Room PPE / Equipment Alcove, ED | 10 - CED41 - ED General E/T Room PPE / Equipment Alcove, ED | 10 - CED41 - ED General E/T Room PPE / Equipment Alcove, ED | 10 - CED41 - ED General E/T Room PPE / Equipment Alcove, ED
JSN | NAME | QTY | ACQ/INS | DESCRIPTION
A5077 | Dispenser, Hand Sanitizer, Hands-Free | 1 | VV | A touch free wall-mounted hand sanitizer dispenser. For use throughout a healthcare facility. Unit does not include the sanitizing liquid. Units are battery operated.
A5096 | Infection Control Center, Wall-Mounted | 1 | VV | Wall mounted infection control center designed for public waiting and reception areas. Provides spaces for dispensing sanitizer, masks and tissues. Available in a variety of finishes and wood framing material.
A5107 | Dispenser, Glove, Surgical/Examination, Wall Mntd | 1 | VV | Examination three (Small Medium, Large) glove dispenser box for wall mounting. Fabricated of either cold rolled steel with a white baked enamel finish, plastic or acrylic. Hardware not included, Option 3 powder coated steel.
11 - CED27 - Airborne Infection Isolation (AII) Exam / Treatment Room, ED | 11 - CED27 - Airborne Infection Isolation (AII) Exam / Treatment Room, ED | 11 - CED27 - Airborne Infection Isolation (AII) Exam / Treatment Room, ED | 11 - CED27 - Airborne Infection Isolation (AII) Exam / Treatment Room, ED | 11 - CED27 - Airborne Infection Isolation (AII) Exam / Treatment Room, ED
JSN | NAME | QTY | ACQ/INS | DESCRIPTION
A1010 | Telecommunication Outlet | 4 | VV | Telecommunication outlet location.
A1014 | Telephone, Wall Mounted, 1 Line, With Speaker | 1 | VV | Telephone, wall mounted, 1 line, with speaker.
A1110 | Headwall, Prefabricated, General, 1-2 bed | 2 | CC | 1-2 bed, general, prefabricated headwall. Unit consists of a patient service module for general care, single or double bed type. It contains lighting, medical gases, electrical outlets, nurse call and bed bumper. Specify number and type of medical gas and electrical outlets. Size of module will vary by type and configuration of outlets.
A1200 | Lift System, Overhead, Patient Room | 1 | VC | An overhead rail system specifically designed for patient lifting and movement for a single bed patient room. The system will consist of recessed or ceiling mounted primary and secondary rails, lift motor with rolling carriage, patient harness or seat, and a hand controller or control box with charger. System will facilitate lifting and movement of patient to and from bed to gurney, chair or other requirement. Minimum lift capability is 550 pounds. Custom design of track layout by manufacturer is essential to meet individual facility requirements.
A5075 | Dispenser, Soap, Disposable | 1 | VV | Disposable soap dispenser. One-handed dispensing operation. Designed to accommodate disposable soap cartridge and valve.
A5077 | Dispenser, Hand Sanitizer, Hands-Free | 1 | VV | A touch free wall-mounted hand sanitizer dispenser. For use throughout a healthcare facility. Unit does not include the sanitizing liquid. Units are battery operated.
A5080 | Dispenser, Paper Towel, SS, Surface Mounted | 1 | CC | A surface mounted, satin finish stainless steel, single-fold, paper towel dispenser. Dispenser features: tumbler lock; front hinged at bottom; and refill indicator slot. Minimum capacity 400 single-fold paper towels. For general purpose use throughout the facility.
A5107 | Dispenser, Glove, Surgical/Examination, Wall Mntd | 2 | VV | Examination three (Small Medium, Large) glove dispenser box for wall mounting. Fabricated of either cold rolled steel with a white baked enamel finish, plastic or acrylic. Hardware not included, Option 3 powder coated steel.
A5108 | Waste Disposal Unit, Sharps | 1 | VV | A container for collecting and transporting syringes and other sharps for decontamination and disposal. Available in 2 gallon and 8 gallon with locking rotor. Complies with OSHA regulations for handling sharps.
A5212 | Bracket, Television, Wall-Mounted, Tilt/Angle | 1 | VV | A wall mounted, tilt/angled TV bracket for 37" to 80" TVs. Mount will be a universal and VESA compliant unit with a load capacity of up to 130 lbs.
A5220 | Bracket, Television, Wall Backing | 1 | CC | Wall mounted television bracket backing which provides additional support and strength for the installation of the television bracket. Option available for interior or exterior plate and sized for 12” 16” or 24” stud spacing.
A6046 | Artwork, Decorative, With Frame | 1 | VV | This JSN is to be used for determining and defining location of decorative artwork.
E0945 | Cart, Computer, Mobile | 1 | VV | A mobile computer cart for use throughout the facility. The cart dimensions will be approximately 45" H x 30" W x 22" D with casters. May include drawers and miscellaneous other accessories that will be determined at time of purchase. This Typical may include: 1 Cart Body, w/Computer Support, Style-A Narrow, w/Raised Edge Top 1 Flip-Up Shelf 1 Sharps Container Holder 1 Wastebasket 1 Chart Holder 2 Drawers, 3"H 2 Drawers, 6"H 3 Accessory Rail, Side Drawer Organizer Bins
F0205 | Chair, Side With Arms | 1 | VV | Upholstered side chair, 32" high X 21" wide X 23" deep with arms, padded seats and padded backs. Seat height is a minimum of 17". Available with or without sled base.
F0340 | Stool, Self Adjusting | 1 | VV | Self adjusting stool. Consists of a foam padded upholstered seat with attached foot rest for added comfort. Mounted on swivel casters. Designed for doctor's use during examinations.
F2000 | Basket, Wastepaper, Fire Resistant | 1 | VV | Wastepaper basket, fire resistant, approximately 40 quart capacity. This unit is used to collect and temporarily store small quantities of paper refuse in patient rooms, administrative areas and nursing stations. Size and shape varies depending on the application and manufacturer selected.
F2010 | Basket, Wastepaper, Step-On | 1 | VV | "Step-on" wastepaper basket with inner liner and foot petal activated flip top.
F3200 | Clock, Battery, 12" Diameter | 1 | VV | Clock, 12" diameter. Round surface, easy to read numbers with sweep second hand. Wall mounted unit for use when impractical to install a fully synchronized clock system. Battery operated, (batteries not included).
M0506 | Television, Flat Screen | 1 | VV | Flat screen television with approximately 32'" to 40' diagonal screen size. The TV will have built-in speakers, NTSC tuner, a 16:9 wide screen aspect ratio, a minimum of 1280 x 768 resolution and a remote control.
M0750 | Flowmeter, Air, Connect w/50 PSI Supply | 1 | VV | Air flowmeter. Unit has a stainless steel needle valve with clear flowtube for connection to 50 PSI air outlet from central pipeline system. Requires the appropriate adapter for connection to the wall outlet and fitting to connect to tubing. Database prices reflect fittings with an attached DISS power outlet. Other outlet and adapter configurations are available.
M0755 | Flowmeter, Oxygen, Low Flow | 2 | VV | Oxygen flowmeter. Consists of a clear crystal flowtube calibrated to 3.5 or 8 LPM depending on manufacturer. For oxygen regulation in hospital settings. Database pricing includes DISS fitting and DISS power outlet and wall adapter. Other fitting and adapter configurations are available.
M0765 | Regulator, Vacuum | 2 | VV | Vacuum pressure regulator for connection to central piped vacuum system. Standard display scale is graduated at least from 0 to 200 mm Hg of vacuum. Displays on specialized regulators may cover other vacuum ranges. Regulator type (continuous, intermittent, continuous/intermittent, surgical, pediatric, thoracic, etc.) as required. To be used in delivery, neonatal, pediatrics or any area where suction is required. Database pricing reflects continuous regulators graduated to 200 mm Hg with a full line vacuum selection switch and DISS configured inlets and outlets.
M3073 | Container, Biohazard Waste, Step-on, Fire Safe | 1 | VV | A biohazard waste container with a step-on lid. The container will have a capacity of approximately 12 gallons and be made of a fire safe material.
M4200 | Otoscope/Ophthalmoscope, Wall Mounted | 1 | VV | Wall mounted otoscope and ophthalmoscope. Includes 6 foot line cord and plug and accepts and includes two handles. Contains head turn-on/turn-off, built-in speculum tray and 8 foot coiled cords. Unit is designed for use in patient exam rooms.
M4255 | Stand, IV, Adjustable | 1 | VV | Adjustable IV stand with 4-hook arrangement. Stand has stainless steel construction with heavy weight base. It adjusts from 66 inches to 100 inches and is mounted on conductive rubber, ball bearing, swivel casters. Stand is used for administering intravenous solutions.
M4266 | Pump, Volumetric, Infusion, Multiple Line | 1 | VV | Volumetric infusion pump. Pump is self-regulating with automatic sensor and adjustable rate. Equipped with visual and audible alarms and up to 10 hour capacity battery. For the administration of a wide variety of therapeutic agents where precise control is required. Unit provides individual control to IV lines simultaneously.
M4655 | Stretcher, Mobile, CRS, 9 Position | 1 | VV | Mobile stretcher. All corrosion resistant stainless steel construction. It consists of a tubular frame with side rails, a 9-position hydraulic base with pneumatic fowler adjustment, and a 2" pad. Unit is mounted on 8" conductive casters. Designed for patient transport as well as for minor surgical procedures.
M7040 | Table, Overbed | 1 | VV | Overbed table. Adjustable height table constructed of heavy gauge steel. Mounted on 2" diameter twin swivel casters with bumper caps. Table top is constructed with a high pressure plastic laminated surface that resists chipping, scratching, and staining. It includes a vanity tray and a mirror. Table is designed for use over bed, wheelchair or large chair.
M7405 | Light, Exam, Ceiling Mounted | 1 | CC | Ceiling exam light. Consists of a lightheaded reflector supported by a ceiling mounted radial arm assembly that provides a wide range of positioning capabilities. Halogen bulbs and an intensity control provide cool, color corrected light. The minimum ceiling height in most cases is 8'-0"; refer to each manufacturer's specific installation requirements. Physical dimensions refer to the retracted light; one length of the dual swing arm around the center mount in width and depth and the combined height of the lamp head and folded arms. Unit may also have a center mount detachable and sterilizable control handle. For use in minor procedure or examination room applications.
M7845 | Monitor, Physiological, Bedside, 4 Channel | 1 | VV | 4 channel bedside physiological monitor. The unit consist of a four-channel non-fade monochrome display monitor, an alarm system and printer-recording capabilities. The monitor has color coded controls and automatic calibration. The unit displays up to four waveforms simultaneously. The parameters to be monitored are user selectable. The monitor may be connected to a central monitoring station. The unit monitors patients in most acute care areas, step-down units, procedure rooms and emergency rooms.
M7910 | Thermometer, Electronic | 1 | VV | Electronic thermometer. Pocket size unit with easy to read zero Fahrenheit or zero Centigrade LCD display in approximately 20 seconds. Battery operated and enclosed in a heavy duty plastic case. Unit is hand-held portable and may be stand or wall mounted. For patient body temperature readings.
P3100 | Lavatory, Vitreous China, Slab Type | 1 | CC | Wall mounted, slab type, vitreous china, lavatory (approximate bowl size 7"x15"x10") with: faucet holes on 4" centers; gooseneck spout; wrist blade handles; and grid strainer. It shall be suitable for use in clinics, offices, washrooms or patient care area.
P8705 | Dialysis Box, Recessed, Single Valve | 1 | CC | A single cold water valve supply, recessed dialysis box with door. Box is constructed of stainless steel and includes the following standard equipment: cold water valve with 1/2" nom. copper female inlet, 3/4" male hose thread outlet and vacuum breaker; discharge hose bracket, waste water receptor, and removable wall flange. For use only in the ICU and other acute areas when a patient cannot be moved to the dialysis unit.
12 - CED28 - Airborne Infection Isolation (AII) Anteroom, ED | 12 - CED28 - Airborne Infection Isolation (AII) Anteroom, ED | 12 - CED28 - Airborne Infection Isolation (AII) Anteroom, ED | 12 - CED28 - Airborne Infection Isolation (AII) Anteroom, ED | 12 - CED28 - Airborne Infection Isolation (AII) Anteroom, ED
JSN | NAME | QTY | ACQ/INS | DESCRIPTION
A1010 | Telecommunication Outlet | 4 | VV | Telecommunication outlet location.
A1014 | Telephone, Wall Mounted, 1 Line, With Speaker | 1 | VV | Telephone, wall mounted, 1 line, with speaker.
A5075 | Dispenser, Soap, Disposable | 1 | VV | Disposable soap dispenser. One-handed dispensing operation. Designed to accommodate disposable soap cartridge and valve.
A5077 | Dispenser, Hand Sanitizer, Hands-Free | 1 | VV | A touch free wall-mounted hand sanitizer dispenser. For use throughout a healthcare facility. Unit does not include the sanitizing liquid. Units are battery operated.
A5080 | Dispenser, Paper Towel, SS, Surface Mounted | 1 | CC | A surface mounted, satin finish stainless steel, single-fold, paper towel dispenser. Dispenser features: tumbler lock; front hinged at bottom; and refill indicator slot. Minimum capacity 400 single-fold paper towels. For general purpose use throughout the facility.
A5096 | Infection Control Center, Wall-Mounted | 1 | VV | Wall mounted infection control center designed for public waiting and reception areas. Provides spaces for dispensing sanitizer, masks and tissues. Available in a variety of finishes and wood framing material.
A5107 | Dispenser, Glove, Surgical/Examination, Wall Mntd | 1 | VV | Examination three (Small Medium, Large) glove dispenser box for wall mounting. Fabricated of either cold rolled steel with a white baked enamel finish, plastic or acrylic. Hardware not included, Option 3 powder coated steel.
A5145 | Hook, Garment, Double, SS, Surface Mounted | 2 | CC | A surface mounted, satin finish stainless steel, double garment hook. Equipped with a concealed mounting bracket that is secured to a concealed wall plate. For general purpose use throughout the facility to hang various items of apparel.
C02Q0 | Cabinet, Sink, U/C/B, 1 Door, 36x24x22 | 2 | CC | Standing height under counter base sink cabinet with a solid right or left-hinged door (appropriate door configuration to be indicated on equipment elevation drawings). Also referred to as a single-door sink cabinet. For general purpose use throughout the facility where a sink is to be used. Coordinate actual clear cabinet dimension with the actual outside dimension of sink that is specified to ensure that they are compatible.
CS180 | Sink, SS, Single Compartment, 12x22x16 ID | 1 | CC | Single compartment stainless steel sink, drop-in, self-rimming, ledge-type, connected with a drain and provided with a mixing faucet. It shall also be provided with pre-punched fixture holes on 4" center, integral back ledge to accommodate deck-mounted fixtures, brushed/polished interior and top surfaces, and sound deadened. Recommended for use in suspended or U/C/B sink cabinets having a high plastic laminate or Chemsurf laminate countertop/work surface. Coordinate actual outside sink dimensions with the actual clear dimension of cabinet specified to ensure that they are compatible. For general purpose use throughout the facility.
CT020 | Countertop, Solid Surface | 1 | CC | A solid, nonporous countertop with a smooth seamless appearance. Easy to clean and maintain and with proper cleaning does not support the growth of mold. An acrylic-based solid surface product. Standard thickness of 1", and a 4" butt backsplash/curb. Also referred to as a work surface or work top. Available in a choice of colors and depths. Used in lab and other hospital areas requiring optimum physical and chemical resisting properties.
E0948 | Cart, General Storage, Mobile, 42"H x 32"W x 22"D | 1 | VV | THIS TYPICAL INCLUDES: 1 Cart Body, Style-A Narrow, w/Raised Edge Top 2 Drawers, 3" H 4 Drawers, 6" H 1 Accessory Rail, Side Drawer Organizer Bins
F2010 | Basket, Wastepaper, Step-On | 1 | VV | "Step-on" wastepaper basket with inner liner and foot petal activated flip top.
M3070 | Hamper, Linen, Mobile, w/Lid | 1 | VV | Mobile linen hamper with hand or foot operated lid. Made of heavy tubular stainless steel with heavy gauge welded steel platform. Holds 25" hamper bags. Mounted on ball bearing casters. For linen transport in hospitals and clinics.
13 - CED29 - Airborne Infection Isolation (AII) Patient Toilet, ED | 13 - CED29 - Airborne Infection Isolation (AII) Patient Toilet, ED | 13 - CED29 - Airborne Infection Isolation (AII) Patient Toilet, ED | 13 - CED29 - Airborne Infection Isolation (AII) Patient Toilet, ED | 13 - CED29 - Airborne Infection Isolation (AII) Patient Toilet, ED
JSN | NAME | QTY | ACQ/INS | DESCRIPTION
A1066 | Mirror, Float Glass, With SS Frame | 1 | CC | A high quality 1/4" polished float glass mirror 36X18, framed in a one-piece, bright polished, stainless steel channel frame with 90° mitered corners. All edges of the mirror are protected by absorbing filler strips. Mirror has a galvanized steel back with integral horizontal hanging brackets and wall hanger for concealed mounting. For mounting above single wall mounted lavatories located in toilet areas, Doctors examination offices, etc. May also be used above double lavatories, either wall or countertop mounted, found in restroom areas.
A5075 | Dispenser, Soap, Disposable | 1 | VV | Disposable soap dispenser. One-handed dispensing operation. Designed to accommodate disposable soap cartridge and valve.
A5080 | Dispenser, Paper Towel, SS, Surface Mounted | 1 | CC | A surface mounted, satin finish stainless steel, single-fold, paper towel dispenser. Dispenser features: tumbler lock; front hinged at bottom; and refill indicator slot. Minimum capacity 400 single-fold paper towels. For general purpose use throughout the facility.
A5090 | Disposal, Sanitary Napkin, SS, Surface Mounted | 1 | CC | A surface mounted, satin finish stainless steel, sanitary napkin disposal. Disposal features a flip-up cover, secured to the container by a heavy duty stainless steel piano-hinge. Disposal may be secured to wall or toilet partition. For general purpose use in female toilet stalls or rooms and uni-sex toilet rooms.
A5109 | Grab Bar, 1-1/4" Dia., SS, 2 Wall, W/C Accessible | 2 | CC | A 1-1/4" diameter, satin finish stainless steel, peened gripping surface, 2 wall toilet stall/ room, grab bar with concealed mounting flanges. Snap over flanges are provided to conceal mounting screws. A selection of mounting kits and concealed anchor devices are available from the manufacturers for different types of installations. Grab bar shall comply with barrier-free accessibility guidelines for structural strength. For typical water closet applications in toilet stalls and rooms where ADA (American's With Disabilities Act) requirements must be met.
A5145 | Hook, Garment, Double, SS, Surface Mounted | 2 | CC | A surface mounted, satin finish stainless steel, double garment hook. Equipped with a concealed mounting bracket that is secured to a concealed wall plate. For general purpose use throughout the facility to hang various items of apparel.
A5200 | Dispenser, Toilet Tissue, SS, 2-Roll, Surface Mntd | 1 | CC | A concealed surface mounted, double roll, satin finish stainless steel, toilet tissue dispenser. Unit accommodates two standard-core toilet tissue rolls through 5" in diameter. Spindles are chrome plated plastic with a heavy-duty internal spring and turn freely for non-controlled delivery. For general purpose use in restrooms.
F2010 | Basket, Wastepaper, Step-On | 1 | VV | "Step-on" wastepaper basket with inner liner and foot petal activated flip top.
P3100 | Lavatory, Vitreous China, Slab Type | 1 | CC | Wall mounted, slab type, vitreous china, lavatory (approximate bowl size 7"x15"x10") with: faucet holes on 4" centers; gooseneck spout; wrist blade handles; and grid strainer. It shall be suitable for use in clinics, offices, washrooms or patient care area.
P9051 | Toilet, Floor Mounted, Siphon Jet | 1 | CC | Siphon jet water closet/ toilet. This unit is floor mounted with an elongated bowl, top spud flushometer, seat with open front and check hinge, and carrier. Height does not include seat. Seat is not included with all vendors. See comments.
14 - CED25 - Mental Health Exam / Treatment Room, ED | 14 - CED25 - Mental Health Exam / Treatment Room, ED | 14 - CED25 - Mental Health Exam / Treatment Room, ED | 14 - CED25 - Mental Health Exam / Treatment Room, ED | 14 - CED25 - Mental Health Exam / Treatment Room, ED
JSN | NAME | QTY | ACQ/INS | DESCRIPTION
A1010 | Telecommunication Outlet | 4 | VV | Telecommunication outlet location.
A1014 | Telephone, Wall Mounted, 1 Line, With Speaker | 1 | VV | Telephone, wall mounted, 1 line, with speaker.
A1110 | Headwall, Prefabricated, General, 1-2 bed | 2 | CC | 1-2 bed, general, prefabricated headwall. Unit consists of a patient service module for general care, single or double bed type. It contains lighting, medical gases, electrical outlets, nurse call and bed bumper. Specify number and type of medical gas and electrical outlets. Size of module will vary by type and configuration of outlets.
A5075 | Dispenser, Soap, Disposable | 1 | VV | Disposable soap dispenser. One-handed dispensing operation. Designed to accommodate disposable soap cartridge and valve.
A5077 | Dispenser, Hand Sanitizer, Hands-Free | 1 | VV | A touch free wall-mounted hand sanitizer dispenser. For use throughout a healthcare facility. Unit does not include the sanitizing liquid. Units are battery operated.
A5080 | Dispenser, Paper Towel, SS, Surface Mounted | 1 | CC | A surface mounted, satin finish stainless steel, single-fold, paper towel dispenser. Dispenser features: tumbler lock; front hinged at bottom; and refill indicator slot. Minimum capacity 400 single-fold paper towels. For general purpose use throughout the facility.
A5096 | Infection Control Center, Wall-Mounted | 1 | VV | Wall mounted infection control center designed for public waiting and reception areas. Provides spaces for dispensing sanitizer, masks and tissues. Available in a variety of finishes and wood framing material.
A5107 | Dispenser, Glove, Surgical/Examination, Wall Mntd | 1 | VV | Examination three (Small Medium, Large) glove dispenser box for wall mounting. Fabricated of either cold rolled steel with a white baked enamel finish, plastic or acrylic. Hardware not included, Option 3 powder coated steel.
A5108 | Waste Disposal Unit, Sharps | 1 | VV | A container for collecting and transporting syringes and other sharps for decontamination and disposal. Available in 2 gallon and 8 gallon with locking rotor. Complies with OSHA regulations for handling sharps.
E0945 | Cart, Computer, Mobile | 1 | VV | A mobile computer cart for use throughout the facility. The cart dimensions will be approximately 45" H x 30" W x 22" D with casters. May include drawers and miscellaneous other accessories that will be determined at time of purchase. This Typical may include: 1 Cart Body, w/Computer Support, Style-A Narrow, w/Raised Edge Top 1 Flip-Up Shelf 1 Sharps Container Holder 1 Wastebasket 1 Chart Holder 2 Drawers, 3"H 2 Drawers, 6"H 3 Accessory Rail, Side Drawer Organizer Bins
E0948 | Cart, General Storage, Mobile, 42"H x 32"W x 22"D | 1 | VV | THIS TYPICAL INCLUDES: 1 Cart Body, Style-A Narrow, w/Raised Edge Top 2 Drawers, 3" H 4 Drawers, 6" H 1 Accessory Rail, Side Drawer Organizer Bins
F2000 | Basket, Wastepaper, Fire Resistant | 1 | VV | Wastepaper basket, fire resistant, approximately 40 quart capacity. This unit is used to collect and temporarily store small quantities of paper refuse in patient rooms, administrative areas and nursing stations. Size and shape varies depending on the application and manufacturer selected.
F2010 | Basket, Wastepaper, Step-On | 1 | VV | "Step-on" wastepaper basket with inner liner and foot petal activated flip top.
F3200 | Clock, Battery, 12" Diameter | 1 | VV | Clock, 12" diameter. Round surface, easy to read numbers with sweep second hand. Wall mounted unit for use when impractical to install a fully synchronized clock system. Battery operated, (batteries not included).
M0506 | Television, Flat Screen | 1 | VV | Flat screen television with approximately 32'" to 40' diagonal screen size. The TV will have built-in speakers, NTSC tuner, a 16:9 wide screen aspect ratio, a minimum of 1280 x 768 resolution and a remote control.
M0750 | Flowmeter, Air, Connect w/50 PSI Supply | 1 | VV | Air flowmeter. Unit has a stainless steel needle valve with clear flowtube for connection to 50 PSI air outlet from central pipeline system. Requires the appropriate adapter for connection to the wall outlet and fitting to connect to tubing. Database prices reflect fittings with an attached DISS power outlet. Other outlet and adapter configurations are available.
M0755 | Flowmeter, Oxygen, Low Flow | 2 | VV | Oxygen flowmeter. Consists of a clear crystal flowtube calibrated to 3.5 or 8 LPM depending on manufacturer. For oxygen regulation in hospital settings. Database pricing includes DISS fitting and DISS power outlet and wall adapter. Other fitting and adapter configurations are available.
M0765 | Regulator, Vacuum | 2 | VV | Vacuum pressure regulator for connection to central piped vacuum system. Standard display scale is graduated at least from 0 to 200 mm Hg of vacuum. Displays on specialized regulators may cover other vacuum ranges. Regulator type (continuous, intermittent, continuous/intermittent, surgical, pediatric, thoracic, etc.) as required. To be used in delivery, neonatal, pediatrics or any area where suction is required. Database pricing reflects continuous regulators graduated to 200 mm Hg with a full line vacuum selection switch and DISS configured inlets and outlets.
M3073 | Container, Biohazard Waste, Step-on, Fire Safe | 1 | VV | A biohazard waste container with a step-on lid. The container will have a capacity of approximately 12 gallons and be made of a fire safe material.
M4200 | Otoscope/Ophthalmoscope, Wall Mounted | 1 | VV | Wall mounted otoscope and ophthalmoscope. Includes 6 foot line cord and plug and accepts and includes two handles. Contains head turn-on/turn-off, built-in speculum tray and 8 foot coiled cords. Unit is designed for use in patient exam rooms.
M4655 | Stretcher, Mobile, CRS, 9 Position | 1 | VV | Mobile stretcher. All corrosion resistant stainless steel construction. It consists of a tubular frame with side rails, a 9-position hydraulic base with pneumatic fowler adjustment, and a 2" pad. Unit is mounted on 8" conductive casters. Designed for patient transport as well as for minor surgical procedures.
M7415 | Light, Exam, Wall Mounted | 1 | CC | Wall mounted examination light. Unit features high intensity color-corrected lighting, a tungsten halogen lamp and a supporting arm with minimum reach of 45 inches. Physical dimensions refer to the retracted light; one length of the dual swing arm from the wall mount in width and depth and the combined height of the lamp head and folded arms. See manufacturer's requirements for screws and pull-out strengths for mounting. Unit may also have a center mount detachable and sterilizable control handle. The unit is used in clinical treatment rooms and hospital rooms.
M7845 | Monitor, Physiological, Bedside, 4 Channel | 1 | VV | 4 channel bedside physiological monitor. The unit consist of a four-channel non-fade monochrome display monitor, an alarm system and printer-recording capabilities. The monitor has color coded controls and automatic calibration. The unit displays up to four waveforms simultaneously. The parameters to be monitored are user selectable. The monitor may be connected to a central monitoring station. The unit monitors patients in most acute care areas, step-down units, procedure rooms and emergency rooms.
M7910 | Thermometer, Electronic | 1 | VV | Electronic thermometer. Pocket size unit with easy to read zero Fahrenheit or zero Centigrade LCD display in approximately 20 seconds. Battery operated and enclosed in a heavy duty plastic case. Unit is hand-held portable and may be stand or wall mounted. For patient body temperature readings.
P3100 | Lavatory, Vitreous China, Slab Type | 1 | CC | Wall mounted, slab type, vitreous china, lavatory (approximate bowl size 7"x15"x10") with: faucet holes on 4" centers; gooseneck spout; wrist blade handles; and grid strainer. It shall be suitable for use in clinics, offices, washrooms or patient care area.
15 - SC149 - ED MH E/T Nurse Observation Alcove, Clncl Sprt | 15 - SC149 - ED MH E/T Nurse Observation Alcove, Clncl Sprt | 15 - SC149 - ED MH E/T Nurse Observation Alcove, Clncl Sprt | 15 - SC149 - ED MH E/T Nurse Observation Alcove, Clncl Sprt | 15 - SC149 - ED MH E/T Nurse Observation Alcove, Clncl Sprt
JSN | NAME | QTY | ACQ/INS | DESCRIPTION
A1010 | Telecommunication Outlet | 1 | VV | Telecommunication outlet location.
F0275 | Chair, Swivel, High Back | 1 | VV | Highback contemporary swivel chair, 41" high X 23" wide X 23" deep with five (5) caster swivel base and arms. Chair may be used at desks or in conference rooms. Back and seat are foam padded and upholstered with either woven textile fabric or vinyl.
F2000 | Basket, Wastepaper, Fire Resistant | 1 | VV | Wastepaper basket, fire resistant, approximately 40 quart capacity. This unit is used to collect and temporarily store small quantities of paper refuse in patient rooms, administrative areas and nursing stations. Size and shape varies depending on the application and manufacturer selected.
M1801 | Computer, Microprocessing, w/Flat Panel Monitor | 1 | VV | Desk top microprocessing computer. The unit shall consist of a central processing mini tower, flat panel monitor, keyboard, mouse and speakers. The system shall have the following minimum characteristics: a 2.8 GHz Pentium processor; 512 MB memory; 80GB hard drive; 32/48x CD-ROMDVD combo; 1.44MB network interface card; video 32 MB NVIDIA; a 18 inch flat panel monitor. The computer is used throughout the facility to input, manipulate and retrieve information.
16 - CED26 - Mental Health Intervention Room, ED | 16 - CED26 - Mental Health Intervention Room, ED | 16 - CED26 - Mental Health Intervention Room, ED | 16 - CED26 - Mental Health Intervention Room, ED | 16 - CED26 - Mental Health Intervention Room, ED
JSN | NAME | QTY | ACQ/INS | DESCRIPTION
A6025 | Mirror, Safety, Convex | 1 | CC | Shall be an 18 inch convex circular mirror. It shall provide a 160-degree wide-field viewing area. The mirror shall be made of shatterproof acrylic or unbreakable polycarbonate. Shall come with mounting bracket.
F2245 | Camera, Video Surveillance, HD, IP Powered | 1 | VV | A high definition, full functional video surveillance camera. The camera is capable of full 1080p resolution at 30 frames per second while optimizing network usage with H.264, MPEG-4 and JPEG compression formats. Camera will have an open, standards-based design providing a platform for integration and operation as an independent device or as part of a surveillance network.
F3200 | Clock, Battery, 12" Diameter | 1 | VV | Clock, 12" diameter. Round surface, easy to read numbers with sweep second hand. Wall mounted unit for use when impractical to install a fully synchronized clock system. Battery operated, (batteries not included).
M0506 | Television, Flat Screen | 1 | VV | Flat screen television with approximately 32'" to 40' diagonal screen size. The TV will have built-in speakers, NTSC tuner, a 16:9 wide screen aspect ratio, a minimum of 1280 x 768 resolution and a remote control.
M7011 | Bed, Platform, Without Visible Legs, Psychiatric | 1 | VV | Platform bed and mattress with enclosed under carriage, no visible legs. Provided with 5/8" plywood deck, eight restraint holders, two at head and foot, three at each side, concealed steel frame, and means to bolt to the floor. Sides and ends are finished wood panels.
17 - SC149 - ED MH Intervention Room Nurse Observation Alcove, Clncl Sprt | 17 - SC149 - ED MH Intervention Room Nurse Observation Alcove, Clncl Sprt | 17 - SC149 - ED MH Intervention Room Nurse Observation Alcove, Clncl Sprt | 17 - SC149 - ED MH Intervention Room Nurse Observation Alcove, Clncl Sprt | 17 - SC149 - ED MH Intervention Room Nurse Observation Alcove, Clncl Sprt
JSN | NAME | QTY | ACQ/INS | DESCRIPTION
A1010 | Telecommunication Outlet | 1 | VV | Telecommunication outlet location.
F0275 | Chair, Swivel, High Back | 1 | VV | Highback contemporary swivel chair, 41" high X 23" wide X 23" deep with five (5) caster swivel base and arms. Chair may be used at desks or in conference rooms. Back and seat are foam padded and upholstered with either woven textile fabric or vinyl.
F2000 | Basket, Wastepaper, Fire Resistant | 1 | VV | Wastepaper basket, fire resistant, approximately 40 quart capacity. This unit is used to collect and temporarily store small quantities of paper refuse in patient rooms, administrative areas and nursing stations. Size and shape varies depending on the application and manufacturer selected.
M1801 | Computer, Microprocessing, w/Flat Panel Monitor | 1 | VV | Desk top microprocessing computer. The unit shall consist of a central processing mini tower, flat panel monitor, keyboard, mouse and speakers. The system shall have the following minimum characteristics: a 2.8 GHz Pentium processor; 512 MB memory; 80GB hard drive; 32/48x CD-ROMDVD combo; 1.44MB network interface card; video 32 MB NVIDIA; a 18 inch flat panel monitor. The computer is used throughout the facility to input, manipulate and retrieve information.
18 - SB190 - ED MH Patient Toilet, Bldg Sprt | 18 - SB190 - ED MH Patient Toilet, Bldg Sprt | 18 - SB190 - ED MH Patient Toilet, Bldg Sprt | 18 - SB190 - ED MH Patient Toilet, Bldg Sprt | 18 - SB190 - ED MH Patient Toilet, Bldg Sprt
JSN | NAME | QTY | ACQ/INS | DESCRIPTION
A1086 | Mirror, Safety, Psychiatric | 1 | CC | A one-piece stamped stainless steel mirror. The mirror will be engineered and suitable for continuous daily use in a psychiatric medical environment.
A5074 | Soap Dish, Recessed, SS, Psychiatric | 1 | CC | A recessed stainless steel soap dish. The soap dish may be surface mounted or chase mounted thru the wall. For use in a psychiatric medical environment.
A5081 | Dispenser, Paper Towel, SS, Recessed, Psychiatric | 1 | CC | A recessed stainless steel paper towel dispenser for use in a psychiatric setting. The dispenser may be a recessed shelf to place paper towels to ensure the safety of patients.
A5112 | Grab Bar, Psychiatric | 2 | CC | A 36" long grab bar of stainless steel or anodized aluminum for use as a gripping surface in bathrooms, shower stalls or bath tubs. The bar comes with a gap-filler between the bar and wall and will have concealed mounting flanges or snap over flanges to conceal mounting screws. A selection of mounting kits and concealed anchor devices are available from the manufacturers for different types of installations.
A5140 | Hook, Garment, Security | 1 | CC | Clothes hook used in patient rooms of psychiatric, drug abuse or alcohol rehab facilities.
A5196 | Dispenser, Toilet Tissue, Psychiatric | 1 | CC | A recessed single roll toilet tissue holder for use in psychiatric, drug abuse or alcohol rehab toilets.
A5207 | Bar, Towel, 1" Diameter, SS, Surface Mntd, Psych | 1 | CC | A surface mounted, satin finish stainless steel, 1" diameter, towel bar with concealed mounting flanges. Clearance between towel bar and wall shall be 1-1/2". Ends of towel bar pass through the flanges and are welded to form one structural unit. A selection of mounting kits and concealed anchor devices are available from the manufacturers for different types of installations. Available in various widths. Recommended for use in shower or bathtub rooms on psychiatric and/or detention wards. Pricing based upon a suggested standard width of 18".
P9160 | Lavatory, China, for Disturbed Patient | 1 | CC | Disturbed patient lavatory. Unit shall be constructed of vitreous china with integral faucet and soap dish. Shall have self-closing pushbutton valves. Used in psychiatric wards of the hospital.
P9400 | Toilet, Wall Hung, Siphon Jet, Psychiatric | 1 | CC | Siphon jet water closet/ toilet. This unit is wall hung with an elongated bowl, back spud push button flush valve, seat with open front and check hinge, and carrier. For general purpose use in restrooms on psychiatric patient nursing units.
19 - SB151 - ED MH Patient Shower, Bldg Sprt | 19 - SB151 - ED MH Patient Shower, Bldg Sprt | 19 - SB151 - ED MH Patient Shower, Bldg Sprt | 19 - SB151 - ED MH Patient Shower, Bldg Sprt | 19 - SB151 - ED MH Patient Shower, Bldg Sprt
JSN | NAME | QTY | ACQ/INS | DESCRIPTION
A5074 | Soap Dish, Recessed, SS, Psychiatric | 1 | CC | A recessed stainless steel soap dish. The soap dish may be surface mounted or chase mounted thru the wall. For use in a psychiatric medical environment.
P5350 | Shower, Patient, Psychiatric | 1 | CC | Psychiatric patient shower. Shall be vandal-proof. Shower head shall be designed for prison use, shall have smooth surfaces with no projection that can be used as a catch or hook; shall have flat back arranged for bolting directly to the wall and shall be tapped for 1/2 inch pipe connecting to tempered water line; the head shall have a tamperproof removable face not less than 3-1/2 inch diameter; the shower head shall be installed not less than 6 feet above the floor and shall deliver the spray within a 3 foot circle.
20 - CED23 - Bariatric Patient Exam / Treatment Room, ED | 20 - CED23 - Bariatric Patient Exam / Treatment Room, ED | 20 - CED23 - Bariatric Patient Exam / Treatment Room, ED | 20 - CED23 - Bariatric Patient Exam / Treatment Room, ED | 20 - CED23 - Bariatric Patient Exam / Treatment Room, ED
JSN | NAME | QTY | ACQ/INS | DESCRIPTION
A1010 | Telecommunication Outlet | 4 | VV | Telecommunication outlet location.
A1014 | Telephone, Wall Mounted, 1 Line, With Speaker | 1 | VV | Telephone, wall mounted, 1 line, with speaker.
A1110 | Headwall, Prefabricated, General, 1-2 bed | 2 | CC | 1-2 bed, general, prefabricated headwall. Unit consists of a patient service module for general care, single or double bed type. It contains lighting, medical gases, electrical outlets, nurse call and bed bumper. Specify number and type of medical gas and electrical outlets. Size of module will vary by type and configuration of outlets.
A1203 | Lift System, Overhead, Bariatric | 1 | CC | An overhead ceiling mounted rail system specifically designed for bariatric patient lifting and movement within a patient room. The system will consist of recessed or ceiling mounted primary and secondary rails, lift motor with carriage, patient harness or seat, and a hand controller or control box with charger (other charging options may be available). System will facilitate lifting and movement of patient to and from bed, to stretcher, chair, bathroom or other requirements. Lifting capacity is 1000 pounds. Custom design of track layout by manufacturer is essential to meet individual facility requirements.
A5075 | Dispenser, Soap, Disposable | 1 | VV | Disposable soap dispenser. One-handed dispensing operation. Designed to accommodate disposable soap cartridge and valve.
A5077 | Dispenser, Hand Sanitizer, Hands-Free | 1 | VV | A touch free wall-mounted hand sanitizer dispenser. For use throughout a healthcare facility. Unit does not include the sanitizing liquid. Units are battery operated.
A5080 | Dispenser, Paper Towel, SS, Surface Mounted | 1 | CC | A surface mounted, satin finish stainless steel, single-fold, paper towel dispenser. Dispenser features: tumbler lock; front hinged at bottom; and refill indicator slot. Minimum capacity 400 single-fold paper towels. For general purpose use throughout the facility.
A5096 | Infection Control Center, Wall-Mounted | 1 | VV | Wall mounted infection control center designed for public waiting and reception areas. Provides spaces for dispensing sanitizer, masks and tissues. Available in a variety of finishes and wood framing material.
A5107 | Dispenser, Glove, Surgical/Examination, Wall Mntd | 1 | VV | Examination three (Small Medium, Large) glove dispenser box for wall mounting. Fabricated of either cold rolled steel with a white baked enamel finish, plastic or acrylic. Hardware not included, Option 3 powder coated steel.
A5108 | Waste Disposal Unit, Sharps | 1 | VV | A container for collecting and transporting syringes and other sharps for decontamination and disposal. Available in 2 gallon and 8 gallon with locking rotor. Complies with OSHA regulations for handling sharps.
A5145 | Hook, Garment, Double, SS, Surface Mounted | 2 | CC | A surface mounted, satin finish stainless steel, double garment hook. Equipped with a concealed mounting bracket that is secured to a concealed wall plate. For general purpose use throughout the facility to hang various items of apparel.
A5180 | Track, Cubicle, Surface Mounted, With Curtain | 1 | VV | Surface mounted cubicle track, with curtain. Track constructed of thick extruded aluminum. Equipped with self lubricating carriers, beaded drop chain hooks, and flame resistant curtain. To include removable end caps. Designed to be suspended around patient areas where privacy is needed. Price listed is per foot of the track, curtains to be priced per quote.
A5215 | Bracket, Television, Ceiling Mounted | 1 | CC | Ceiling mounted television bracket for flat panel LCD and Plasma screens. The bracket shall be a universal style mount with a load capacity of 200 pounds with adjustments of 0-15 degree tilt and 360 degree swivel. Shall be capable of accommodating various size units.
A6046 | Artwork, Decorative, With Frame | 1 | VV | This JSN is to be used for determining and defining location of decorative artwork.
E0945 | Cart, Computer, Mobile | 1 | VV | A mobile computer cart for use throughout the facility. The cart dimensions will be approximately 45" H x 30" W x 22" D with casters. May include drawers and miscellaneous other accessories that will be determined at time of purchase. This Typical may include: 1 Cart Body, w/Computer Support, Style-A Narrow, w/Raised Edge Top 1 Flip-Up Shelf 1 Sharps Container Holder 1 Wastebasket 1 Chart Holder 2 Drawers, 3"H 2 Drawers, 6"H 3 Accessory Rail, Side Drawer Organizer Bins
E0948 | Cart, General Storage, Mobile, 42"H x 32"W x 22"D | 1 | VV | THIS TYPICAL INCLUDES: 1 Cart Body, Style-A Narrow, w/Raised Edge Top 2 Drawers, 3" H 4 Drawers, 6" H 1 Accessory Rail, Side Drawer Organizer Bins
F0205 | Chair, Side With Arms | 1 | VV | Upholstered side chair, 32" high X 21" wide X 23" deep with arms, padded seats and padded backs. Seat height is a minimum of 17". Available with or without sled base.
F0340 | Stool, Self Adjusting | 1 | VV | Self adjusting stool. Consists of a foam padded upholstered seat with attached foot rest for added comfort. Mounted on swivel casters. Designed for doctor's use during examinations.
F2010 | Basket, Wastepaper, Step-On | 1 | VV | "Step-on" wastepaper basket with inner liner and foot petal activated flip top.
F3200 | Clock, Battery, 12" Diameter | 1 | VV | Clock, 12" diameter. Round surface, easy to read numbers with sweep second hand. Wall mounted unit for use when impractical to install a fully synchronized clock system. Battery operated, (batteries not included).
M0506 | Television, Flat Screen | 1 | VV | Flat screen television with approximately 32'" to 40' diagonal screen size. The TV will have built-in speakers, NTSC tuner, a 16:9 wide screen aspect ratio, a minimum of 1280 x 768 resolution and a remote control.
M0750 | Flowmeter, Air, Connect w/50 PSI Supply | 1 | VV | Air flowmeter. Unit has a stainless steel needle valve with clear flowtube for connection to 50 PSI air outlet from central pipeline system. Requires the appropriate adapter for connection to the wall outlet and fitting to connect to tubing. Database prices reflect fittings with an attached DISS power outlet. Other outlet and adapter configurations are available.
M0755 | Flowmeter, Oxygen, Low Flow | 2 | VV | Oxygen flowmeter. Consists of a clear crystal flowtube calibrated to 3.5 or 8 LPM depending on manufacturer. For oxygen regulation in hospital settings. Database pricing includes DISS fitting and DISS power outlet and wall adapter. Other fitting and adapter configurations are available.
M0765 | Regulator, Vacuum | 2 | VV | Vacuum pressure regulator for connection to central piped vacuum system. Standard display scale is graduated at least from 0 to 200 mm Hg of vacuum. Displays on specialized regulators may cover other vacuum ranges. Regulator type (continuous, intermittent, continuous/intermittent, surgical, pediatric, thoracic, etc.) as required. To be used in delivery, neonatal, pediatrics or any area where suction is required. Database pricing reflects continuous regulators graduated to 200 mm Hg with a full line vacuum selection switch and DISS configured inlets and outlets.
M3073 | Container, Biohazard Waste, Step-on, Fire Safe | 1 | VV | A biohazard waste container with a step-on lid. The container will have a capacity of approximately 12 gallons and be made of a fire safe material.
M4200 | Otoscope/Ophthalmoscope, Wall Mounted | 1 | VV | Wall mounted otoscope and ophthalmoscope. Includes 6 foot line cord and plug and accepts and includes two handles. Contains head turn-on/turn-off, built-in speculum tray and 8 foot coiled cords. Unit is designed for use in patient exam rooms.
M4255 | Stand, IV, Adjustable | 1 | VV | Adjustable IV stand with 4-hook arrangement. Stand has stainless steel construction with heavy weight base. It adjusts from 66 inches to 100 inches and is mounted on conductive rubber, ball bearing, swivel casters. Stand is used for administering intravenous solutions.
M4266 | Pump, Volumetric, Infusion, Multiple Line | 1 | VV | Volumetric infusion pump. Pump is self-regulating with automatic sensor and adjustable rate. Equipped with visual and audible alarms and up to 10 hour capacity battery. For the administration of a wide variety of therapeutic agents where precise control is required. Unit provides individual control to IV lines simultaneously.
M4655 | Stretcher, Mobile, CRS, 9 Position | 1 | VV | Mobile stretcher. All corrosion resistant stainless steel construction. It consists of a tubular frame with side rails, a 9-position hydraulic base with pneumatic fowler adjustment, and a 2" pad. Unit is mounted on 8" conductive casters. Designed for patient transport as well as for minor surgical procedures.
M7040 | Table, Overbed | 1 | VV | Overbed table. Adjustable height table constructed of heavy gauge steel. Mounted on 2" diameter twin swivel casters with bumper caps. Table top is constructed with a high pressure plastic laminated surface that resists chipping, scratching, and staining. It includes a vanity tray and a mirror. Table is designed for use over bed, wheelchair or large chair.
M7405 | Light, Exam, Ceiling Mounted | 1 | CC | Ceiling exam light. Consists of a lightheaded reflector supported by a ceiling mounted radial arm assembly that provides a wide range of positioning capabilities. Halogen bulbs and an intensity control provide cool, color corrected light. The minimum ceiling height in most cases is 8'-0"; refer to each manufacturer's specific installation requirements. Physical dimensions refer to the retracted light; one length of the dual swing arm around the center mount in width and depth and the combined height of the lamp head and folded arms. Unit may also have a center mount detachable and sterilizable control handle. For use in minor procedure or examination room applications.
M7845 | Monitor, Physiological, Bedside, 4 Channel | 1 | VV | 4 channel bedside physiological monitor. The unit consist of a four-channel non-fade monochrome display monitor, an alarm system and printer-recording capabilities. The monitor has color coded controls and automatic calibration. The unit displays up to four waveforms simultaneously. The parameters to be monitored are user selectable. The monitor may be connected to a central monitoring station. The unit monitors patients in most acute care areas, step-down units, procedure rooms and emergency rooms.
M7910 | Thermometer, Electronic | 1 | VV | Electronic thermometer. Pocket size unit with easy to read zero Fahrenheit or zero Centigrade LCD display in approximately 20 seconds. Battery operated and enclosed in a heavy duty plastic case. Unit is hand-held portable and may be stand or wall mounted. For patient body temperature readings.
P3100 | Lavatory, Vitreous China, Slab Type | 1 | CC | Wall mounted, slab type, vitreous china, lavatory (approximate bowl size 7"x15"x10") with: faucet holes on 4" centers; gooseneck spout; wrist blade handles; and grid strainer. It shall be suitable for use in clinics, offices, washrooms or patient care area.
P8705 | Dialysis Box, Recessed, Single Valve | 1 | CC | A single cold water valve supply, recessed dialysis box with door. Box is constructed of stainless steel and includes the following standard equipment: cold water valve with 1/2" nom. copper female inlet, 3/4" male hose thread outlet and vacuum breaker; discharge hose bracket, waste water receptor, and removable wall flange. For use only in the ICU and other acute areas when a patient cannot be moved to the dialysis unit.
21 - CED41 - ED Bariatric E/T PPE / Equipment Alcove, ED | 21 - CED41 - ED Bariatric E/T PPE / Equipment Alcove, ED | 21 - CED41 - ED Bariatric E/T PPE / Equipment Alcove, ED | 21 - CED41 - ED Bariatric E/T PPE / Equipment Alcove, ED | 21 - CED41 - ED Bariatric E/T PPE / Equipment Alcove, ED
JSN | NAME | QTY | ACQ/INS | DESCRIPTION
A5077 | Dispenser, Hand Sanitizer, Hands-Free | 1 | VV | A touch free wall-mounted hand sanitizer dispenser. For use throughout a healthcare facility. Unit does not include the sanitizing liquid. Units are battery operated.
A5096 | Infection Control Center, Wall-Mounted | 1 | VV | Wall mounted infection control center designed for public waiting and reception areas. Provides spaces for dispensing sanitizer, masks and tissues. Available in a variety of finishes and wood framing material.
A5107 | Dispenser, Glove, Surgical/Examination, Wall Mntd | 1 | VV | Examination three (Small Medium, Large) glove dispenser box for wall mounting. Fabricated of either cold rolled steel with a white baked enamel finish, plastic or acrylic. Hardware not included, Option 3 powder coated steel.
22 - SB163 - ED Bariatric Patient Toilet, Bldg Sprt | 22 - SB163 - ED Bariatric Patient Toilet, Bldg Sprt | 22 - SB163 - ED Bariatric Patient Toilet, Bldg Sprt | 22 - SB163 - ED Bariatric Patient Toilet, Bldg Sprt | 22 - SB163 - ED Bariatric Patient Toilet, Bldg Sprt
JSN | NAME | QTY | ACQ/INS | DESCRIPTION
A1067 | Mirror, Float Glass, ADA Accessible | 1 | CC | A high quality 1/4" polished float glass mirror with a stainless steel frame. Frame holds mirror in a tilted position for accessibility and compliance with ADA requirements. Mirror has a galvanized steel back secured to frame with concealed screws with integral horizontal hanging brackets. Mirror shall be approximately 18" wide and 36" high. Other sizes are available.
A5075 | Dispenser, Soap, Disposable | 1 | VV | Disposable soap dispenser. One-handed dispensing operation. Designed to accommodate disposable soap cartridge and valve.
A5082 | Dispenser, Paper Towel, Sensor, Hands Free | 1 | CC | A surface mounted, sensor activated, automatic, roll paper towel dispenser. The unit dispenses a paper towel automatically only when hands are place in position below the dispenser for maximum sanitation and hygiene. May include adjustable settings for sheet length, time delay, and sensor range. Unit is battery operated or with optional AC power adapter.
A5090 | Disposal, Sanitary Napkin, SS, Surface Mounted | 1 | CC | A surface mounted, satin finish stainless steel, sanitary napkin disposal. Disposal features a flip-up cover, secured to the container by a heavy duty stainless steel piano-hinge. Disposal may be secured to wall or toilet partition. For general purpose use in female toilet stalls or rooms and uni-sex toilet rooms.
A5109 | Grab Bar, 1-1/4" Dia., SS, 2 Wall, W/C Accessible | 2 | CC | A 1-1/4" diameter, satin finish stainless steel, peened gripping surface, 2 wall toilet stall/ room, grab bar with concealed mounting flanges. Snap over flanges are provided to conceal mounting screws. A selection of mounting kits and concealed anchor devices are available from the manufacturers for different types of installations. Grab bar shall comply with barrier-free accessibility guidelines for structural strength. For typical water closet applications in toilet stalls and rooms where ADA (American's With Disabilities Act) requirements must be met.
A5145 | Hook, Garment, Double, SS, Surface Mounted | 1 | CC | A surface mounted, satin finish stainless steel, double garment hook. Equipped with a concealed mounting bracket that is secured to a concealed wall plate. For general purpose use throughout the facility to hang various items of apparel.
A5200 | Dispenser, Toilet Tissue, SS, 2-Roll, Surface Mntd | 1 | CC | A concealed surface mounted, double roll, satin finish stainless steel, toilet tissue dispenser. Unit accommodates two standard-core toilet tissue rolls through 5" in diameter. Spindles are chrome plated plastic with a heavy-duty internal spring and turn freely for non-controlled delivery. For general purpose use in restrooms.
F2010 | Basket, Wastepaper, Step-On | 1 | VV | "Step-on" wastepaper basket with inner liner and foot petal activated flip top.
P3005 | Lavatory, Vitreous China, Bariatric | 1 | CC | A floor mounted bariatric lavatory with a capability to withstand a static downward pressure of 1,000 lbs. at the front of the sink. Lavatory will have a gooseneck faucet with wrist blade handles. Lavatory will be ADA compliant.
P9056 | Toilet, Floor Mounted, Bariatric | 1 | CC | A floor mounted, flush valve toilet with an elongated front and a load capacity of 1,000 pounds. The toilet with be vitreous china with a 1.28 or 1.6 Gpf low water consumption rate with a rear outlet. See manufacturer's literature for recommended flush valves and toilet seats.
23 - CED24 - GYN Exam / Treatment Room, ED | 23 - CED24 - GYN Exam / Treatment Room, ED | 23 - CED24 - GYN Exam / Treatment Room, ED | 23 - CED24 - GYN Exam / Treatment Room, ED | 23 - CED24 - GYN Exam / Treatment Room, ED
JSN | NAME | QTY | ACQ/INS | DESCRIPTION
A1010 | Telecommunication Outlet | 4 | VV | Telecommunication outlet location.
A1014 | Telephone, Wall Mounted, 1 Line, With Speaker | 1 | VV | Telephone, wall mounted, 1 line, with speaker.
A1110 | Headwall, Prefabricated, General, 1-2 bed | 2 | CC | 1-2 bed, general, prefabricated headwall. Unit consists of a patient service module for general care, single or double bed type. It contains lighting, medical gases, electrical outlets, nurse call and bed bumper. Specify number and type of medical gas and electrical outlets. Size of module will vary by type and configuration of outlets.
A1200 | Lift System, Overhead, Patient Room | 1 | VC | An overhead rail system specifically designed for patient lifting and movement for a single bed patient room. The system will consist of recessed or ceiling mounted primary and secondary rails, lift motor with rolling carriage, patient harness or seat, and a hand controller or control box with charger. System will facilitate lifting and movement of patient to and from bed to gurney, chair or other requirement. Minimum lift capability is 550 pounds. Custom design of track layout by manufacturer is essential to meet individual facility requirements.
A5075 | Dispenser, Soap, Disposable | 1 | VV | Disposable soap dispenser. One-handed dispensing operation. Designed to accommodate disposable soap cartridge and valve.
A5077 | Dispenser, Hand Sanitizer, Hands-Free | 1 | VV | A touch free wall-mounted hand sanitizer dispenser. For use throughout a healthcare facility. Unit does not include the sanitizing liquid. Units are battery operated.
A5080 | Dispenser, Paper Towel, SS, Surface Mounted | 1 | CC | A surface mounted, satin finish stainless steel, single-fold, paper towel dispenser. Dispenser features: tumbler lock; front hinged at bottom; and refill indicator slot. Minimum capacity 400 single-fold paper towels. For general purpose use throughout the facility.
A5096 | Infection Control Center, Wall-Mounted | 1 | VV | Wall mounted infection control center designed for public waiting and reception areas. Provides spaces for dispensing sanitizer, masks and tissues. Available in a variety of finishes and wood framing material.
A5107 | Dispenser, Glove, Surgical/Examination, Wall Mntd | 1 | VV | Examination three (Small Medium, Large) glove dispenser box for wall mounting. Fabricated of either cold rolled steel with a white baked enamel finish, plastic or acrylic. Hardware not included, Option 3 powder coated steel.
A5108 | Waste Disposal Unit, Sharps | 1 | VV | A container for collecting and transporting syringes and other sharps for decontamination and disposal. Available in 2 gallon and 8 gallon with locking rotor. Complies with OSHA regulations for handling sharps.
A5170 | Rod, Shower Curtain, 1"Diameter, W/Curtain & Hooks | 1 | CC | A concealed mounted, 1" outside diameter, satin finish stainless steel, shower curtain rod with white vinyl shower curtain (72" H) and SS shower curtain hooks. Rod and curtain available in various widths. For general purpose use at shower stall or bathtub locations. Pricing based upon standard shower stall dimensions of 36" x 36" and a standard curtain height of 72".
A5180 | Track, Cubicle, Surface Mounted, With Curtain | 1 | VV | Surface mounted cubicle track, with curtain. Track constructed of thick extruded aluminum. Equipped with self lubricating carriers, beaded drop chain hooks, and flame resistant curtain. To include removable end caps. Designed to be suspended around patient areas where privacy is needed. Price listed is per foot of the track, curtains to be priced per quote.
A5212 | Bracket, Television, Wall-Mounted, Tilt/Angle | 1 | VV | A wall mounted, tilt/angled TV bracket for 37" to 80" TVs. Mount will be a universal and VESA compliant unit with a load capacity of up to 130 lbs.
A5220 | Bracket, Television, Wall Backing | 1 | CC | Wall mounted television bracket backing which provides additional support and strength for the installation of the television bracket. Option available for interior or exterior plate and sized for 12” 16” or 24” stud spacing.
A6046 | Artwork, Decorative, With Frame | 1 | VV | This JSN is to be used for determining and defining location of decorative artwork.
E0945 | Cart, Computer, Mobile | 1 | VV | A mobile computer cart for use throughout the facility. The cart dimensions will be approximately 45" H x 30" W x 22" D with casters. May include drawers and miscellaneous other accessories that will be determined at time of purchase. This Typical may include: 1 Cart Body, w/Computer Support, Style-A Narrow, w/Raised Edge Top 1 Flip-Up Shelf 1 Sharps Container Holder 1 Wastebasket 1 Chart Holder 2 Drawers, 3"H 2 Drawers, 6"H 3 Accessory Rail, Side Drawer Organizer Bins
E0948 | Cart, General Storage, Mobile, 42"H x 32"W x 22"D | 1 | VV | THIS TYPICAL INCLUDES: 1 Cart Body, Style-A Narrow, w/Raised Edge Top 2 Drawers, 3" H 4 Drawers, 6" H 1 Accessory Rail, Side Drawer Organizer Bins
F0205 | Chair, Side With Arms | 1 | VV | Upholstered side chair, 32" high X 21" wide X 23" deep with arms, padded seats and padded backs. Seat height is a minimum of 17". Available with or without sled base.
F0340 | Stool, Self Adjusting | 1 | VV | Self adjusting stool. Consists of a foam padded upholstered seat with attached foot rest for added comfort. Mounted on swivel casters. Designed for doctor's use during examinations.
F2000 | Basket, Wastepaper, Fire Resistant | 1 | VV | Wastepaper basket, fire resistant, approximately 40 quart capacity. This unit is used to collect and temporarily store small quantities of paper refuse in patient rooms, administrative areas and nursing stations. Size and shape varies depending on the application and manufacturer selected.
F2010 | Basket, Wastepaper, Step-On | 1 | VV | "Step-on" wastepaper basket with inner liner and foot petal activated flip top.
F3200 | Clock, Battery, 12" Diameter | 1 | VV | Clock, 12" diameter. Round surface, easy to read numbers with sweep second hand. Wall mounted unit for use when impractical to install a fully synchronized clock system. Battery operated, (batteries not included).
M0506 | Television, Flat Screen | 1 | VV | Flat screen television with approximately 32'" to 40' diagonal screen size. The TV will have built-in speakers, NTSC tuner, a 16:9 wide screen aspect ratio, a minimum of 1280 x 768 resolution and a remote control.
M0750 | Flowmeter, Air, Connect w/50 PSI Supply | 1 | VV | Air flowmeter. Unit has a stainless steel needle valve with clear flowtube for connection to 50 PSI air outlet from central pipeline system. Requires the appropriate adapter for connection to the wall outlet and fitting to connect to tubing. Database prices reflect fittings with an attached DISS power outlet. Other outlet and adapter configurations are available.
M0755 | Flowmeter, Oxygen, Low Flow | 2 | VV | Oxygen flowmeter. Consists of a clear crystal flowtube calibrated to 3.5 or 8 LPM depending on manufacturer. For oxygen regulation in hospital settings. Database pricing includes DISS fitting and DISS power outlet and wall adapter. Other fitting and adapter configurations are available.
M0765 | Regulator, Vacuum | 2 | VV | Vacuum pressure regulator for connection to central piped vacuum system. Standard display scale is graduated at least from 0 to 200 mm Hg of vacuum. Displays on specialized regulators may cover other vacuum ranges. Regulator type (continuous, intermittent, continuous/intermittent, surgical, pediatric, thoracic, etc.) as required. To be used in delivery, neonatal, pediatrics or any area where suction is required. Database pricing reflects continuous regulators graduated to 200 mm Hg with a full line vacuum selection switch and DISS configured inlets and outlets.
M3073 | Container, Biohazard Waste, Step-on, Fire Safe | 1 | VV | A biohazard waste container with a step-on lid. The container will have a capacity of approximately 12 gallons and be made of a fire safe material.
M4200 | Otoscope/Ophthalmoscope, Wall Mounted | 1 | VV | Wall mounted otoscope and ophthalmoscope. Includes 6 foot line cord and plug and accepts and includes two handles. Contains head turn-on/turn-off, built-in speculum tray and 8 foot coiled cords. Unit is designed for use in patient exam rooms.
M4255 | Stand, IV, Adjustable | 1 | VV | Adjustable IV stand with 4-hook arrangement. Stand has stainless steel construction with heavy weight base. It adjusts from 66 inches to 100 inches and is mounted on conductive rubber, ball bearing, swivel casters. Stand is used for administering intravenous solutions.
M4266 | Pump, Volumetric, Infusion, Multiple Line | 1 | VV | Volumetric infusion pump. Pump is self-regulating with automatic sensor and adjustable rate. Equipped with visual and audible alarms and up to 10 hour capacity battery. For the administration of a wide variety of therapeutic agents where precise control is required. Unit provides individual control to IV lines simultaneously.
M4660 | Stretcher, Recovery, Labor | 1 | VV | Labor recovery/ob-gyn procedure stretcher. The unit's height is adjustable and the patient bed has a manual backrest and crank operated knee gatch. The stretcher has 10" non-conductive carpet wheels, IV stand and folding chrome side-rails. The stretcher can be converted quickly to a birthing stretcher by removing the leg and foot section of the mattress. The available accessories include x-ray cassette holders, proctology boards, IV poles, fluid basins.
M7040 | Table, Overbed | 1 | VV | Overbed table. Adjustable height table constructed of heavy gauge steel. Mounted on 2" diameter twin swivel casters with bumper caps. Table top is constructed with a high pressure plastic laminated surface that resists chipping, scratching, and staining. It includes a vanity tray and a mirror. Table is designed for use over bed, wheelchair or large chair.
M7405 | Light, Exam, Ceiling Mounted | 1 | CC | Ceiling exam light. Consists of a lightheaded reflector supported by a ceiling mounted radial arm assembly that provides a wide range of positioning capabilities. Halogen bulbs and an intensity control provide cool, color corrected light. The minimum ceiling height in most cases is 8'-0"; refer to each manufacturer's specific installation requirements. Physical dimensions refer to the retracted light; one length of the dual swing arm around the center mount in width and depth and the combined height of the lamp head and folded arms. Unit may also have a center mount detachable and sterilizable control handle. For use in minor procedure or examination room applications.
M7845 | Monitor, Physiological, Bedside, 4 Channel | 1 | VV | 4 channel bedside physiological monitor. The unit consist of a four-channel non-fade monochrome display monitor, an alarm system and printer-recording capabilities. The monitor has color coded controls and automatic calibration. The unit displays up to four waveforms simultaneously. The parameters to be monitored are user selectable. The monitor may be connected to a central monitoring station. The unit monitors patients in most acute care areas, step-down units, procedure rooms and emergency rooms.
M7910 | Thermometer, Electronic | 1 | VV | Electronic thermometer. Pocket size unit with easy to read zero Fahrenheit or zero Centigrade LCD display in approximately 20 seconds. Battery operated and enclosed in a heavy duty plastic case. Unit is hand-held portable and may be stand or wall mounted. For patient body temperature readings.
P1965 | Eyewash, Eye/Face, Sink Mounted, Hands-free | 1 | CC | A sink mounted eyewash station. The unit is designed for emergency eye and face rinsing from soft flow dual spray-heads. The Flow must be activated by the single momentary action and remain on until terminated.
P3100 | Lavatory, Vitreous China, Slab Type | 1 | CC | Wall mounted, slab type, vitreous china, lavatory (approximate bowl size 7"x15"x10") with: faucet holes on 4" centers; gooseneck spout; wrist blade handles; and grid strainer. It shall be suitable for use in clinics, offices, washrooms or patient care area.
24 - SB171 - ED GYN Patient Toilet / Shower, Bldg Sprt | 24 - SB171 - ED GYN Patient Toilet / Shower, Bldg Sprt | 24 - SB171 - ED GYN Patient Toilet / Shower, Bldg Sprt | 24 - SB171 - ED GYN Patient Toilet / Shower, Bldg Sprt | 24 - SB171 - ED GYN Patient Toilet / Shower, Bldg Sprt
JSN | NAME | QTY | ACQ/INS | DESCRIPTION
A1066 | Mirror, Float Glass, With SS Frame | 1 | CC | A high quality 1/4" polished float glass mirror 36X18, framed in a one-piece, bright polished, stainless steel channel frame with 90° mitered corners. All edges of the mirror are protected by absorbing filler strips. Mirror has a galvanized steel back with integral horizontal hanging brackets and wall hanger for concealed mounting. For mounting above single wall mounted lavatories located in toilet areas, Doctors examination offices, etc. May also be used above double lavatories, either wall or countertop mounted, found in restroom areas.
A1200 | Lift System, Overhead, Patient Room | 1 | VC | An overhead rail system specifically designed for patient lifting and movement for a single bed patient room. The system will consist of recessed or ceiling mounted primary and secondary rails, lift motor with rolling carriage, patient harness or seat, and a hand controller or control box with charger. System will facilitate lifting and movement of patient to and from bed to gurney, chair or other requirement. Minimum lift capability is 550 pounds. Custom design of track layout by manufacturer is essential to meet individual facility requirements.
A5075 | Dispenser, Soap, Disposable | 1 | VV | Disposable soap dispenser. One-handed dispensing operation. Designed to accommodate disposable soap cartridge and valve.
A5080 | Dispenser, Paper Towel, SS, Surface Mounted | 1 | CC | A surface mounted, satin finish stainless steel, single-fold, paper towel dispenser. Dispenser features: tumbler lock; front hinged at bottom; and refill indicator slot. Minimum capacity 400 single-fold paper towels. For general purpose use throughout the facility.
A5090 | Disposal, Sanitary Napkin, SS, Surface Mounted | 1 | CC | A surface mounted, satin finish stainless steel, sanitary napkin disposal. Disposal features a flip-up cover, secured to the container by a heavy duty stainless steel piano-hinge. Disposal may be secured to wall or toilet partition. For general purpose use in female toilet stalls or rooms and uni-sex toilet rooms.
A5115 | Grab Bar, Flip-Up, Heavy Duty | 2 | CC | A heavy duty flip-up safety rail for use in rest rooms. The grab bar will be constructed of stainless steel and will extend approximately 30" from the wall when in the extended position.
A5145 | Hook, Garment, Double, SS, Surface Mounted | 2 | CC | A surface mounted, satin finish stainless steel, double garment hook. Equipped with a concealed mounting bracket that is secured to a concealed wall plate. For general purpose use throughout the facility to hang various items of apparel.
A5170 | Rod, Shower Curtain, 1"Diameter, W/Curtain & Hooks | 1 | CC | A concealed mounted, 1" outside diameter, satin finish stainless steel, shower curtain rod with white vinyl shower curtain (72" H) and SS shower curtain hooks. Rod and curtain available in various widths. For general purpose use at shower stall or bathtub locations. Pricing based upon standard shower stall dimensions of 36" x 36" and a standard curtain height of 72".
A5175 | Soap Dish, With Bar, SS, Recessed | 1 | CC | A recessed mounted, satin finish stainless steel, soap dish with bar. Soap dish furnished with retaining lip and mounting clamp for installation in stud walls or countertop aprons. For general purpose use in shower stalls or at bathtub locations.
A5200 | Dispenser, Toilet Tissue, SS, 2-Roll, Surface Mntd | 1 | CC | A concealed surface mounted, double roll, satin finish stainless steel, toilet tissue dispenser. Unit accommodates two standard-core toilet tissue rolls through 5" in diameter. Spindles are chrome plated plastic with a heavy-duty internal spring and turn freely for non-controlled delivery. For general purpose use in restrooms.
A5205 | Bar, Towel, 1" Diameter, SS, Surface Mounted | 1 | CC | A surface mounted, satin finish stainless steel, 1" diameter, towel bar. Support posts and flanges are one piece, chrome-plated, cast heavy brass with satin finish. Towel bar shall not rotate within support posts. Available in 18", 24" and 30" widths. For general purpose use in shower or bathtub rooms. Pricing based upon a suggested standard width of 18".
F2010 | Basket, Wastepaper, Step-On | 1 | VV | "Step-on" wastepaper basket with inner liner and foot petal activated flip top.
P3100 | Lavatory, Vitreous China, Slab Type | 1 | CC | Wall mounted, slab type, vitreous china, lavatory (approximate bowl size 7"x15"x10") with: faucet holes on 4" centers; gooseneck spout; wrist blade handles; and grid strainer. It shall be suitable for use in clinics, offices, washrooms or patient care area.
P5040 | Shower, Single, Hand-Held | 1 | CC | A complete, barrier-free, single hand-held, personal shower system. The shower system includes: pressure balanced mixing valve with high temperature limit stop; personal hand shower; shower hose; wall supply; and slide bar. For general purpose use throughout the facility in shower stalls.
P9051 | Toilet, Floor Mounted, Siphon Jet | 1 | CC | Siphon jet water closet/ toilet. This unit is floor mounted with an elongated bowl, top spud flushometer, seat with open front and check hinge, and carrier. Height does not include seat. Seat is not included with all vendors. See comments.
25 - CED41 - ED GYN E/T PPE / Equipment Alcove, ED | 25 - CED41 - ED GYN E/T PPE / Equipment Alcove, ED | 25 - CED41 - ED GYN E/T PPE / Equipment Alcove, ED | 25 - CED41 - ED GYN E/T PPE / Equipment Alcove, ED | 25 - CED41 - ED GYN E/T PPE / Equipment Alcove, ED
JSN | NAME | QTY | ACQ/INS | DESCRIPTION
A5077 | Dispenser, Hand Sanitizer, Hands-Free | 1 | VV | A touch free wall-mounted hand sanitizer dispenser. For use throughout a healthcare facility. Unit does not include the sanitizing liquid. Units are battery operated.
A5096 | Infection Control Center, Wall-Mounted | 1 | VV | Wall mounted infection control center designed for public waiting and reception areas. Provides spaces for dispensing sanitizer, masks and tissues. Available in a variety of finishes and wood framing material.
A5107 | Dispenser, Glove, Surgical/Examination, Wall Mntd | 1 | VV | Examination three (Small Medium, Large) glove dispenser box for wall mounting. Fabricated of either cold rolled steel with a white baked enamel finish, plastic or acrylic. Hardware not included, Option 3 powder coated steel.
26 - CED36 - Protective Environment (PE) Exam / Treatment Room, ED | 26 - CED36 - Protective Environment (PE) Exam / Treatment Room, ED | 26 - CED36 - Protective Environment (PE) Exam / Treatment Room, ED | 26 - CED36 - Protective Environment (PE) Exam / Treatment Room, ED | 26 - CED36 - Protective Environment (PE) Exam / Treatment Room, ED
JSN | NAME | QTY | ACQ/INS | DESCRIPTION
A1010 | Telecommunication Outlet | 4 | VV | Telecommunication outlet location.
A1014 | Telephone, Wall Mounted, 1 Line, With Speaker | 1 | VV | Telephone, wall mounted, 1 line, with speaker.
A1110 | Headwall, Prefabricated, General, 1-2 bed | 2 | CC | 1-2 bed, general, prefabricated headwall. Unit consists of a patient service module for general care, single or double bed type. It contains lighting, medical gases, electrical outlets, nurse call and bed bumper. Specify number and type of medical gas and electrical outlets. Size of module will vary by type and configuration of outlets.
A1200 | Lift System, Overhead, Patient Room | 1 | VC | An overhead rail system specifically designed for patient lifting and movement for a single bed patient room. The system will consist of recessed or ceiling mounted primary and secondary rails, lift motor with rolling carriage, patient harness or seat, and a hand controller or control box with charger. System will facilitate lifting and movement of patient to and from bed to gurney, chair or other requirement. Minimum lift capability is 550 pounds. Custom design of track layout by manufacturer is essential to meet individual facility requirements.
A5075 | Dispenser, Soap, Disposable | 1 | VV | Disposable soap dispenser. One-handed dispensing operation. Designed to accommodate disposable soap cartridge and valve.
A5077 | Dispenser, Hand Sanitizer, Hands-Free | 1 | VV | A touch free wall-mounted hand sanitizer dispenser. For use throughout a healthcare facility. Unit does not include the sanitizing liquid. Units are battery operated.
A5080 | Dispenser, Paper Towel, SS, Surface Mounted | 1 | CC | A surface mounted, satin finish stainless steel, single-fold, paper towel dispenser. Dispenser features: tumbler lock; front hinged at bottom; and refill indicator slot. Minimum capacity 400 single-fold paper towels. For general purpose use throughout the facility.
A5107 | Dispenser, Glove, Surgical/Examination, Wall Mntd | 2 | VV | Examination three (Small Medium, Large) glove dispenser box for wall mounting. Fabricated of either cold rolled steel with a white baked enamel finish, plastic or acrylic. Hardware not included, Option 3 powder coated steel.
A5108 | Waste Disposal Unit, Sharps | 1 | VV | A container for collecting and transporting syringes and other sharps for decontamination and disposal. Available in 2 gallon and 8 gallon with locking rotor. Complies with OSHA regulations for handling sharps.
A5212 | Bracket, Television, Wall-Mounted, Tilt/Angle | 1 | VV | A wall mounted, tilt/angled TV bracket for 37" to 80" TVs. Mount will be a universal and VESA compliant unit with a load capacity of up to 130 lbs.
A5220 | Bracket, Television, Wall Backing | 1 | CC | Wall mounted television bracket backing which provides additional support and strength for the installation of the television bracket. Option available for interior or exterior plate and sized for 12” 16” or 24” stud spacing.
A6046 | Artwork, Decorative, With Frame | 1 | VV | This JSN is to be used for determining and defining location of decorative artwork.
E0945 | Cart, Computer, Mobile | 1 | VV | A mobile computer cart for use throughout the facility. The cart dimensions will be approximately 45" H x 30" W x 22" D with casters. May include drawers and miscellaneous other accessories that will be determined at time of purchase. This Typical may include: 1 Cart Body, w/Computer Support, Style-A Narrow, w/Raised Edge Top 1 Flip-Up Shelf 1 Sharps Container Holder 1 Wastebasket 1 Chart Holder 2 Drawers, 3"H 2 Drawers, 6"H 3 Accessory Rail, Side Drawer Organizer Bins
F0205 | Chair, Side With Arms | 1 | VV | Upholstered side chair, 32" high X 21" wide X 23" deep with arms, padded seats and padded backs. Seat height is a minimum of 17". Available with or without sled base.
F0340 | Stool, Self Adjusting | 1 | VV | Self adjusting stool. Consists of a foam padded upholstered seat with attached foot rest for added comfort. Mounted on swivel casters. Designed for doctor's use during examinations.
F2000 | Basket, Wastepaper, Fire Resistant | 1 | VV | Wastepaper basket, fire resistant, approximately 40 quart capacity. This unit is used to collect and temporarily store small quantities of paper refuse in patient rooms, administrative areas and nursing stations. Size and shape varies depending on the application and manufacturer selected.
F3200 | Clock, Battery, 12" Diameter | 1 | VV | Clock, 12" diameter. Round surface, easy to read numbers with sweep second hand. Wall mounted unit for use when impractical to install a fully synchronized clock system. Battery operated, (batteries not included).
M0506 | Television, Flat Screen | 1 | VV | Flat screen television with approximately 32'" to 40' diagonal screen size. The TV will have built-in speakers, NTSC tuner, a 16:9 wide screen aspect ratio, a minimum of 1280 x 768 resolution and a remote control.
M0750 | Flowmeter, Air, Connect w/50 PSI Supply | 1 | VV | Air flowmeter. Unit has a stainless steel needle valve with clear flowtube for connection to 50 PSI air outlet from central pipeline system. Requires the appropriate adapter for connection to the wall outlet and fitting to connect to tubing. Database prices reflect fittings with an attached DISS power outlet. Other outlet and adapter configurations are available.
M0755 | Flowmeter, Oxygen, Low Flow | 2 | VV | Oxygen flowmeter. Consists of a clear crystal flowtube calibrated to 3.5 or 8 LPM depending on manufacturer. For oxygen regulation in hospital settings. Database pricing includes DISS fitting and DISS power outlet and wall adapter. Other fitting and adapter configurations are available.
M0765 | Regulator, Vacuum | 2 | VV | Vacuum pressure regulator for connection to central piped vacuum system. Standard display scale is graduated at least from 0 to 200 mm Hg of vacuum. Displays on specialized regulators may cover other vacuum ranges. Regulator type (continuous, intermittent, continuous/intermittent, surgical, pediatric, thoracic, etc.) as required. To be used in delivery, neonatal, pediatrics or any area where suction is required. Database pricing reflects continuous regulators graduated to 200 mm Hg with a full line vacuum selection switch and DISS configured inlets and outlets.
M3070 | Hamper, Linen, Mobile, w/Lid | 1 | VV | Mobile linen hamper with hand or foot operated lid. Made of heavy tubular stainless steel with heavy gauge welded steel platform. Holds 25" hamper bags. Mounted on ball bearing casters. For linen transport in hospitals and clinics.
M3073 | Container, Biohazard Waste, Step-on, Fire Safe | 2 | VV | A biohazard waste container with a step-on lid. The container will have a capacity of approximately 12 gallons and be made of a fire safe material.
M4200 | Otoscope/Ophthalmoscope, Wall Mounted | 1 | VV | Wall mounted otoscope and ophthalmoscope. Includes 6 foot line cord and plug and accepts and includes two handles. Contains head turn-on/turn-off, built-in speculum tray and 8 foot coiled cords. Unit is designed for use in patient exam rooms.
M4255 | Stand, IV, Adjustable | 1 | VV | Adjustable IV stand with 4-hook arrangement. Stand has stainless steel construction with heavy weight base. It adjusts from 66 inches to 100 inches and is mounted on conductive rubber, ball bearing, swivel casters. Stand is used for administering intravenous solutions.
M4266 | Pump, Volumetric, Infusion, Multiple Line | 1 | VV | Volumetric infusion pump. Pump is self-regulating with automatic sensor and adjustable rate. Equipped with visual and audible alarms and up to 10 hour capacity battery. For the administration of a wide variety of therapeutic agents where precise control is required. Unit provides individual control to IV lines simultaneously.
M4655 | Stretcher, Mobile, CRS, 9 Position | 1 | VV | Mobile stretcher. All corrosion resistant stainless steel construction. It consists of a tubular frame with side rails, a 9-position hydraulic base with pneumatic fowler adjustment, and a 2" pad. Unit is mounted on 8" conductive casters. Designed for patient transport as well as for minor surgical procedures.
M7405 | Light, Exam, Ceiling Mounted | 1 | CC | Ceiling exam light. Consists of a lightheaded reflector supported by a ceiling mounted radial arm assembly that provides a wide range of positioning capabilities. Halogen bulbs and an intensity control provide cool, color corrected light. The minimum ceiling height in most cases is 8'-0"; refer to each manufacturer's specific installation requirements. Physical dimensions refer to the retracted light; one length of the dual swing arm around the center mount in width and depth and the combined height of the lamp head and folded arms. Unit may also have a center mount detachable and sterilizable control handle. For use in minor procedure or examination room applications.
M7845 | Monitor, Physiological, Bedside, 4 Channel | 1 | VV | 4 channel bedside physiological monitor. The unit consist of a four-channel non-fade monochrome display monitor, an alarm system and printer-recording capabilities. The monitor has color coded controls and automatic calibration. The unit displays up to four waveforms simultaneously. The parameters to be monitored are user selectable. The monitor may be connected to a central monitoring station. The unit monitors patients in most acute care areas, step-down units, procedure rooms and emergency rooms.
M7910 | Thermometer, Electronic | 1 | VV | Electronic thermometer. Pocket size unit with easy to read zero Fahrenheit or zero Centigrade LCD display in approximately 20 seconds. Battery operated and enclosed in a heavy duty plastic case. Unit is hand-held portable and may be stand or wall mounted. For patient body temperature readings.
P3100 | Lavatory, Vitreous China, Slab Type | 1 | CC | Wall mounted, slab type, vitreous china, lavatory (approximate bowl size 7"x15"x10") with: faucet holes on 4" centers; gooseneck spout; wrist blade handles; and grid strainer. It shall be suitable for use in clinics, offices, washrooms or patient care area.
27 - CED37 - Protective Environment (PE) Anteroom, ED | 27 - CED37 - Protective Environment (PE) Anteroom, ED | 27 - CED37 - Protective Environment (PE) Anteroom, ED | 27 - CED37 - Protective Environment (PE) Anteroom, ED | 27 - CED37 - Protective Environment (PE) Anteroom, ED
JSN | NAME | QTY | ACQ/INS | DESCRIPTION
A1010 | Telecommunication Outlet | 4 | VV | Telecommunication outlet location.
A1011 | Telephone, Desk, 1 Line | 1 | VV | Telephone, desk, 1 line.
A5075 | Dispenser, Soap, Disposable | 1 | VV | Disposable soap dispenser. One-handed dispensing operation. Designed to accommodate disposable soap cartridge and valve.
A5077 | Dispenser, Hand Sanitizer, Hands-Free | 1 | VV | A touch free wall-mounted hand sanitizer dispenser. For use throughout a healthcare facility. Unit does not include the sanitizing liquid. Units are battery operated.
A5080 | Dispenser, Paper Towel, SS, Surface Mounted | 1 | CC | A surface mounted, satin finish stainless steel, single-fold, paper towel dispenser. Dispenser features: tumbler lock; front hinged at bottom; and refill indicator slot. Minimum capacity 400 single-fold paper towels. For general purpose use throughout the facility.
A5096 | Infection Control Center, Wall-Mounted | 1 | VV | Wall mounted infection control center designed for public waiting and reception areas. Provides spaces for dispensing sanitizer, masks and tissues. Available in a variety of finishes and wood framing material.
A5107 | Dispenser, Glove, Surgical/Examination, Wall Mntd | 1 | VV | Examination three (Small Medium, Large) glove dispenser box for wall mounting. Fabricated of either cold rolled steel with a white baked enamel finish, plastic or acrylic. Hardware not included, Option 3 powder coated steel.
A5145 | Hook, Garment, Double, SS, Surface Mounted | 2 | CC | A surface mounted, satin finish stainless steel, double garment hook. Equipped with a concealed mounting bracket that is secured to a concealed wall plate. For general purpose use throughout the facility to hang various items of apparel.
CS180 | Sink, SS, Single Compartment, 12x22x16 ID | 1 | CC | Single compartment stainless steel sink, drop-in, self-rimming, ledge-type, connected with a drain and provided with a mixing faucet. It shall also be provided with pre-punched fixture holes on 4" center, integral back ledge to accommodate deck-mounted fixtures, brushed/polished interior and top surfaces, and sound deadened. Recommended for use in suspended or U/C/B sink cabinets having a high plastic laminate or Chemsurf laminate countertop/work surface. Coordinate actual outside sink dimensions with the actual clear dimension of cabinet specified to ensure that they are compatible. For general purpose use throughout the facility.
CT020 | Countertop, Solid Surface | 1 | CC | A solid, nonporous countertop with a smooth seamless appearance. Easy to clean and maintain and with proper cleaning does not support the growth of mold. An acrylic-based solid surface product. Standard thickness of 1", and a 4" butt backsplash/curb. Also referred to as a work surface or work top. Available in a choice of colors and depths. Used in lab and other hospital areas requiring optimum physical and chemical resisting properties.
E0948 | Cart, General Storage, Mobile, 42"H x 32"W x 22"D | 1 | VV | THIS TYPICAL INCLUDES: 1 Cart Body, Style-A Narrow, w/Raised Edge Top 2 Drawers, 3" H 4 Drawers, 6" H 1 Accessory Rail, Side Drawer Organizer Bins
F2000 | Basket, Wastepaper, Fire Resistant | 1 | VV | Wastepaper basket, fire resistant, approximately 40 quart capacity. This unit is used to collect and temporarily store small quantities of paper refuse in patient rooms, administrative areas and nursing stations. Size and shape varies depending on the application and manufacturer selected.
M3070 | Hamper, Linen, Mobile, w/Lid | 1 | VV | Mobile linen hamper with hand or foot operated lid. Made of heavy tubular stainless steel with heavy gauge welded steel platform. Holds 25" hamper bags. Mounted on ball bearing casters. For linen transport in hospitals and clinics.
28 - CED38 - Protective Environment (PE) Patient Toilet, ED | 28 - CED38 - Protective Environment (PE) Patient Toilet, ED | 28 - CED38 - Protective Environment (PE) Patient Toilet, ED | 28 - CED38 - Protective Environment (PE) Patient Toilet, ED | 28 - CED38 - Protective Environment (PE) Patient Toilet, ED
JSN | NAME | QTY | ACQ/INS | DESCRIPTION
A1066 | Mirror, Float Glass, With SS Frame | 1 | CC | A high quality 1/4" polished float glass mirror 36X18, framed in a one-piece, bright polished, stainless steel channel frame with 90° mitered corners. All edges of the mirror are protected by absorbing filler strips. Mirror has a galvanized steel back with integral horizontal hanging brackets and wall hanger for concealed mounting. For mounting above single wall mounted lavatories located in toilet areas, Doctors examination offices, etc. May also be used above double lavatories, either wall or countertop mounted, found in restroom areas.
A5075 | Dispenser, Soap, Disposable | 1 | VV | Disposable soap dispenser. One-handed dispensing operation. Designed to accommodate disposable soap cartridge and valve.
A5080 | Dispenser, Paper Towel, SS, Surface Mounted | 1 | CC | A surface mounted, satin finish stainless steel, single-fold, paper towel dispenser. Dispenser features: tumbler lock; front hinged at bottom; and refill indicator slot. Minimum capacity 400 single-fold paper towels. For general purpose use throughout the facility.
A5090 | Disposal, Sanitary Napkin, SS, Surface Mounted | 1 | CC | A surface mounted, satin finish stainless steel, sanitary napkin disposal. Disposal features a flip-up cover, secured to the container by a heavy duty stainless steel piano-hinge. Disposal may be secured to wall or toilet partition. For general purpose use in female toilet stalls or rooms and uni-sex toilet rooms.
A5109 | Grab Bar, 1-1/4" Dia., SS, 2 Wall, W/C Accessible | 2 | CC | A 1-1/4" diameter, satin finish stainless steel, peened gripping surface, 2 wall toilet stall/ room, grab bar with concealed mounting flanges. Snap over flanges are provided to conceal mounting screws. A selection of mounting kits and concealed anchor devices are available from the manufacturers for different types of installations. Grab bar shall comply with barrier-free accessibility guidelines for structural strength. For typical water closet applications in toilet stalls and rooms where ADA (American's With Disabilities Act) requirements must be met.
A5145 | Hook, Garment, Double, SS, Surface Mounted | 2 | CC | A surface mounted, satin finish stainless steel, double garment hook. Equipped with a concealed mounting bracket that is secured to a concealed wall plate. For general purpose use throughout the facility to hang various items of apparel.
A5200 | Dispenser, Toilet Tissue, SS, 2-Roll, Surface Mntd | 1 | CC | A concealed surface mounted, double roll, satin finish stainless steel, toilet tissue dispenser. Unit accommodates two standard-core toilet tissue rolls through 5" in diameter. Spindles are chrome plated plastic with a heavy-duty internal spring and turn freely for non-controlled delivery. For general purpose use in restrooms.
F2010 | Basket, Wastepaper, Step-On | 1 | VV | "Step-on" wastepaper basket with inner liner and foot petal activated flip top.
P3100 | Lavatory, Vitreous China, Slab Type | 1 | CC | Wall mounted, slab type, vitreous china, lavatory (approximate bowl size 7"x15"x10") with: faucet holes on 4" centers; gooseneck spout; wrist blade handles; and grid strainer. It shall be suitable for use in clinics, offices, washrooms or patient care area.
P9050 | Toilet, Wall Hung, Siphon Jet | 1 | CC | Siphon jet water closet/ toilet. This unit is wall hung with an elongated bowl, top spud flushometer, seat with open front and check hinge, and carrier. Used in restrooms throughout the health care facility.
29 - CED16 - Eye / ENT Treatment Room, ED | 29 - CED16 - Eye / ENT Treatment Room, ED | 29 - CED16 - Eye / ENT Treatment Room, ED | 29 - CED16 - Eye / ENT Treatment Room, ED | 29 - CED16 - Eye / ENT Treatment Room, ED
JSN | NAME | QTY | ACQ/INS | DESCRIPTION
A1010 | Telecommunication Outlet | 4 | VV | Telecommunication outlet location.
A1014 | Telephone, Wall Mounted, 1 Line, With Speaker | 1 | VV | Telephone, wall mounted, 1 line, with speaker.
A1110 | Headwall, Prefabricated, General, 1-2 bed | 2 | CC | 1-2 bed, general, prefabricated headwall. Unit consists of a patient service module for general care, single or double bed type. It contains lighting, medical gases, electrical outlets, nurse call and bed bumper. Specify number and type of medical gas and electrical outlets. Size of module will vary by type and configuration of outlets.
A1200 | Lift System, Overhead, Patient Room | 1 | VC | An overhead rail system specifically designed for patient lifting and movement for a single bed patient room. The system will consist of recessed or ceiling mounted primary and secondary rails, lift motor with rolling carriage, patient harness or seat, and a hand controller or control box with charger. System will facilitate lifting and movement of patient to and from bed to gurney, chair or other requirement. Minimum lift capability is 550 pounds. Custom design of track layout by manufacturer is essential to meet individual facility requirements.
A5075 | Dispenser, Soap, Disposable | 1 | VV | Disposable soap dispenser. One-handed dispensing operation. Designed to accommodate disposable soap cartridge and valve.
A5077 | Dispenser, Hand Sanitizer, Hands-Free | 1 | VV | A touch free wall-mounted hand sanitizer dispenser. For use throughout a healthcare facility. Unit does not include the sanitizing liquid. Units are battery operated.
A5080 | Dispenser, Paper Towel, SS, Surface Mounted | 1 | CC | A surface mounted, satin finish stainless steel, single-fold, paper towel dispenser. Dispenser features: tumbler lock; front hinged at bottom; and refill indicator slot. Minimum capacity 400 single-fold paper towels. For general purpose use throughout the facility.
A5096 | Infection Control Center, Wall-Mounted | 1 | VV | Wall mounted infection control center designed for public waiting and reception areas. Provides spaces for dispensing sanitizer, masks and tissues. Available in a variety of finishes and wood framing material.
A5107 | Dispenser, Glove, Surgical/Examination, Wall Mntd | 1 | VV | Examination three (Small Medium, Large) glove dispenser box for wall mounting. Fabricated of either cold rolled steel with a white baked enamel finish, plastic or acrylic. Hardware not included, Option 3 powder coated steel.
A5108 | Waste Disposal Unit, Sharps | 1 | VV | A container for collecting and transporting syringes and other sharps for decontamination and disposal. Available in 2 gallon and 8 gallon with locking rotor. Complies with OSHA regulations for handling sharps.
A5145 | Hook, Garment, Double, SS, Surface Mounted | 2 | CC | A surface mounted, satin finish stainless steel, double garment hook. Equipped with a concealed mounting bracket that is secured to a concealed wall plate. For general purpose use throughout the facility to hang various items of apparel.
A5180 | Track, Cubicle, Surface Mounted, With Curtain | 1 | VV | Surface mounted cubicle track, with curtain. Track constructed of thick extruded aluminum. Equipped with self lubricating carriers, beaded drop chain hooks, and flame resistant curtain. To include removable end caps. Designed to be suspended around patient areas where privacy is needed. Price listed is per foot of the track, curtains to be priced per quote.
A5215 | Bracket, Television, Ceiling Mounted | 1 | CC | Ceiling mounted television bracket for flat panel LCD and Plasma screens. The bracket shall be a universal style mount with a load capacity of 200 pounds with adjustments of 0-15 degree tilt and 360 degree swivel. Shall be capable of accommodating various size units.
A6046 | Artwork, Decorative, With Frame | 1 | VV | This JSN is to be used for determining and defining location of decorative artwork.
E0945 | Cart, Computer, Mobile | 1 | VV | A mobile computer cart for use throughout the facility. The cart dimensions will be approximately 45" H x 30" W x 22" D with casters. May include drawers and miscellaneous other accessories that will be determined at time of purchase. This Typical may include: 1 Cart Body, w/Computer Support, Style-A Narrow, w/Raised Edge Top 1 Flip-Up Shelf 1 Sharps Container Holder 1 Wastebasket 1 Chart Holder 2 Drawers, 3"H 2 Drawers, 6"H 3 Accessory Rail, Side Drawer Organizer Bins
E0948 | Cart, General Storage, Mobile, 42"H x 32"W x 22"D | 2 | VV | THIS TYPICAL INCLUDES: 1 Cart Body, Style-A Narrow, w/Raised Edge Top 2 Drawers, 3" H 4 Drawers, 6" H 1 Accessory Rail, Side Drawer Organizer Bins
F0205 | Chair, Side With Arms | 1 | VV | Upholstered side chair, 32" high X 21" wide X 23" deep with arms, padded seats and padded backs. Seat height is a minimum of 17". Available with or without sled base.
F0340 | Stool, Self Adjusting | 1 | VV | Self adjusting stool. Consists of a foam padded upholstered seat with attached foot rest for added comfort. Mounted on swivel casters. Designed for doctor's use during examinations.
F2010 | Basket, Wastepaper, Step-On | 1 | VV | "Step-on" wastepaper basket with inner liner and foot petal activated flip top.
F3200 | Clock, Battery, 12" Diameter | 1 | VV | Clock, 12" diameter. Round surface, easy to read numbers with sweep second hand. Wall mounted unit for use when impractical to install a fully synchronized clock system. Battery operated, (batteries not included).
M0506 | Television, Flat Screen | 1 | VV | Flat screen television with approximately 32'" to 40' diagonal screen size. The TV will have built-in speakers, NTSC tuner, a 16:9 wide screen aspect ratio, a minimum of 1280 x 768 resolution and a remote control.
M0750 | Flowmeter, Air, Connect w/50 PSI Supply | 1 | VV | Air flowmeter. Unit has a stainless steel needle valve with clear flowtube for connection to 50 PSI air outlet from central pipeline system. Requires the appropriate adapter for connection to the wall outlet and fitting to connect to tubing. Database prices reflect fittings with an attached DISS power outlet. Other outlet and adapter configurations are available.
M0755 | Flowmeter, Oxygen, Low Flow | 2 | VV | Oxygen flowmeter. Consists of a clear crystal flowtube calibrated to 3.5 or 8 LPM depending on manufacturer. For oxygen regulation in hospital settings. Database pricing includes DISS fitting and DISS power outlet and wall adapter. Other fitting and adapter configurations are available.
M0765 | Regulator, Vacuum | 2 | VV | Vacuum pressure regulator for connection to central piped vacuum system. Standard display scale is graduated at least from 0 to 200 mm Hg of vacuum. Displays on specialized regulators may cover other vacuum ranges. Regulator type (continuous, intermittent, continuous/intermittent, surgical, pediatric, thoracic, etc.) as required. To be used in delivery, neonatal, pediatrics or any area where suction is required. Database pricing reflects continuous regulators graduated to 200 mm Hg with a full line vacuum selection switch and DISS configured inlets and outlets.
M3073 | Container, Biohazard Waste, Step-on, Fire Safe | 1 | VV | A biohazard waste container with a step-on lid. The container will have a capacity of approximately 12 gallons and be made of a fire safe material.
M4200 | Otoscope/Ophthalmoscope, Wall Mounted | 1 | VV | Wall mounted otoscope and ophthalmoscope. Includes 6 foot line cord and plug and accepts and includes two handles. Contains head turn-on/turn-off, built-in speculum tray and 8 foot coiled cords. Unit is designed for use in patient exam rooms.
M4255 | Stand, IV, Adjustable | 1 | VV | Adjustable IV stand with 4-hook arrangement. Stand has stainless steel construction with heavy weight base. It adjusts from 66 inches to 100 inches and is mounted on conductive rubber, ball bearing, swivel casters. Stand is used for administering intravenous solutions.
M4266 | Pump, Volumetric, Infusion, Multiple Line | 1 | VV | Volumetric infusion pump. Pump is self-regulating with automatic sensor and adjustable rate. Equipped with visual and audible alarms and up to 10 hour capacity battery. For the administration of a wide variety of therapeutic agents where precise control is required. Unit provides individual control to IV lines simultaneously.
M4915 | Chair, Exam/Treatment, ENT, w/Adjustable Light | 1 | VV | ENT exam/treatment chair with adjustable light. Chair can be rotated 330 degrees locking at desired position. Unit is electrically powered for precise positioning and has an adjustable headrest and armrest. It may include an adjustable gooseneck light. Unit is designed for use during examinations, treatments, and minor procedures.
M5531 | Lamp, Slit, Photographic w/Tonometer | 1 | VV | Slit lamp with applanation tonometer. Unit consists of a base mounted ophthalmological slit lamp, with head and chin rest and manual height and focusing adjustments. The instrument also features a microscope head with parallel optics that will accept an applanation tonometer. For use in ophthalmology during diagnostic examinations. Unit to be supplied with appropriate beam splitter, 35 mm camera back, camera interface, enhanced illumination and illumination controls to permit photographs of the visual field to be obtained. Optional video/digital available.
M5730 | Stand, Instrument, Ophthalmic | 1 | VV | Ophthalmic instrument stand. Unit provides power supply for hand-held instruments, mounting post for phoropter, and mounting post and arm for slit lamp table adjacent to the ophthalmic exam chair. Used in the eye exam room.
M7405 | Light, Exam, Ceiling Mounted | 1 | CC | Ceiling exam light. Consists of a lightheaded reflector supported by a ceiling mounted radial arm assembly that provides a wide range of positioning capabilities. Halogen bulbs and an intensity control provide cool, color corrected light. The minimum ceiling height in most cases is 8'-0"; refer to each manufacturer's specific installation requirements. Physical dimensions refer to the retracted light; one length of the dual swing arm around the center mount in width and depth and the combined height of the lamp head and folded arms. Unit may also have a center mount detachable and sterilizable control handle. For use in minor procedure or examination room applications.
M7845 | Monitor, Physiological, Bedside, 4 Channel | 1 | VV | 4 channel bedside physiological monitor. The unit consist of a four-channel non-fade monochrome display monitor, an alarm system and printer-recording capabilities. The monitor has color coded controls and automatic calibration. The unit displays up to four waveforms simultaneously. The parameters to be monitored are user selectable. The monitor may be connected to a central monitoring station. The unit monitors patients in most acute care areas, step-down units, procedure rooms and emergency rooms.
M7910 | Thermometer, Electronic | 1 | VV | Electronic thermometer. Pocket size unit with easy to read zero Fahrenheit or zero Centigrade LCD display in approximately 20 seconds. Battery operated and enclosed in a heavy duty plastic case. Unit is hand-held portable and may be stand or wall mounted. For patient body temperature readings.
M8810 | Stand, Mayo | 1 | VV | Adjustable instrument table. Table is corrosion resistant stainless steel construction and is mounted on two casters with two skid rails. It has telescopic upright adjusts from 39 inches to 60 inches with automatic locking device, and removable 13"x19" instrument tray. Designed for use in operating and procedure rooms.
P3100 | Lavatory, Vitreous China, Slab Type | 1 | CC | Wall mounted, slab type, vitreous china, lavatory (approximate bowl size 7"x15"x10") with: faucet holes on 4" centers; gooseneck spout; wrist blade handles; and grid strainer. It shall be suitable for use in clinics, offices, washrooms or patient care area.
P3600 | Sink, Shampoo, Porcelain | 1 | CC | High gloss porcelain wall mounted shampoo bowl for hair washing. Includes fixture, wall mount, spray nozzle with hose, strainer and water control fixture.
30 - CED41 - ED Eye / ENT PPE / Equipment Alcove, ED | 30 - CED41 - ED Eye / ENT PPE / Equipment Alcove, ED | 30 - CED41 - ED Eye / ENT PPE / Equipment Alcove, ED | 30 - CED41 - ED Eye / ENT PPE / Equipment Alcove, ED | 30 - CED41 - ED Eye / ENT PPE / Equipment Alcove, ED
JSN | NAME | QTY | ACQ/INS | DESCRIPTION
A5077 | Dispenser, Hand Sanitizer, Hands-Free | 1 | VV | A touch free wall-mounted hand sanitizer dispenser. For use throughout a healthcare facility. Unit does not include the sanitizing liquid. Units are battery operated.
A5096 | Infection Control Center, Wall-Mounted | 1 | VV | Wall mounted infection control center designed for public waiting and reception areas. Provides spaces for dispensing sanitizer, masks and tissues. Available in a variety of finishes and wood framing material.
A5107 | Dispenser, Glove, Surgical/Examination, Wall Mntd | 1 | VV | Examination three (Small Medium, Large) glove dispenser box for wall mounting. Fabricated of either cold rolled steel with a white baked enamel finish, plastic or acrylic. Hardware not included, Option 3 powder coated steel.
31 - CED17 - Orthopedic Treatment Room, ED | 31 - CED17 - Orthopedic Treatment Room, ED | 31 - CED17 - Orthopedic Treatment Room, ED | 31 - CED17 - Orthopedic Treatment Room, ED | 31 - CED17 - Orthopedic Treatment Room, ED
JSN | NAME | QTY | ACQ/INS | DESCRIPTION
A1010 | Telecommunication Outlet | 4 | VV | Telecommunication outlet location.
A1014 | Telephone, Wall Mounted, 1 Line, With Speaker | 1 | VV | Telephone, wall mounted, 1 line, with speaker.
A1110 | Headwall, Prefabricated, General, 1-2 bed | 2 | CC | 1-2 bed, general, prefabricated headwall. Unit consists of a patient service module for general care, single or double bed type. It contains lighting, medical gases, electrical outlets, nurse call and bed bumper. Specify number and type of medical gas and electrical outlets. Size of module will vary by type and configuration of outlets.
A1200 | Lift System, Overhead, Patient Room | 1 | VC | An overhead rail system specifically designed for patient lifting and movement for a single bed patient room. The system will consist of recessed or ceiling mounted primary and secondary rails, lift motor with rolling carriage, patient harness or seat, and a hand controller or control box with charger. System will facilitate lifting and movement of patient to and from bed to gurney, chair or other requirement. Minimum lift capability is 550 pounds. Custom design of track layout by manufacturer is essential to meet individual facility requirements.
A5075 | Dispenser, Soap, Disposable | 1 | VV | Disposable soap dispenser. One-handed dispensing operation. Designed to accommodate disposable soap cartridge and valve.
A5077 | Dispenser, Hand Sanitizer, Hands-Free | 1 | VV | A touch free wall-mounted hand sanitizer dispenser. For use throughout a healthcare facility. Unit does not include the sanitizing liquid. Units are battery operated.
A5080 | Dispenser, Paper Towel, SS, Surface Mounted | 1 | CC | A surface mounted, satin finish stainless steel, single-fold, paper towel dispenser. Dispenser features: tumbler lock; front hinged at bottom; and refill indicator slot. Minimum capacity 400 single-fold paper towels. For general purpose use throughout the facility.
A5096 | Infection Control Center, Wall-Mounted | 1 | VV | Wall mounted infection control center designed for public waiting and reception areas. Provides spaces for dispensing sanitizer, masks and tissues. Available in a variety of finishes and wood framing material.
A5107 | Dispenser, Glove, Surgical/Examination, Wall Mntd | 1 | VV | Examination three (Small Medium, Large) glove dispenser box for wall mounting. Fabricated of either cold rolled steel with a white baked enamel finish, plastic or acrylic. Hardware not included, Option 3 powder coated steel.
A5108 | Waste Disposal Unit, Sharps | 1 | VV | A container for collecting and transporting syringes and other sharps for decontamination and disposal. Available in 2 gallon and 8 gallon with locking rotor. Complies with OSHA regulations for handling sharps.
A5145 | Hook, Garment, Double, SS, Surface Mounted | 2 | CC | A surface mounted, satin finish stainless steel, double garment hook. Equipped with a concealed mounting bracket that is secured to a concealed wall plate. For general purpose use throughout the facility to hang various items of apparel.
A5180 | Track, Cubicle, Surface Mounted, With Curtain | 1 | VV | Surface mounted cubicle track, with curtain. Track constructed of thick extruded aluminum. Equipped with self lubricating carriers, beaded drop chain hooks, and flame resistant curtain. To include removable end caps. Designed to be suspended around patient areas where privacy is needed. Price listed is per foot of the track, curtains to be priced per quote.
A5215 | Bracket, Television, Ceiling Mounted | 1 | CC | Ceiling mounted television bracket for flat panel LCD and Plasma screens. The bracket shall be a universal style mount with a load capacity of 200 pounds with adjustments of 0-15 degree tilt and 360 degree swivel. Shall be capable of accommodating various size units.
A6046 | Artwork, Decorative, With Frame | 1 | VV | This JSN is to be used for determining and defining location of decorative artwork.
E0945 | Cart, Computer, Mobile | 1 | VV | A mobile computer cart for use throughout the facility. The cart dimensions will be approximately 45" H x 30" W x 22" D with casters. May include drawers and miscellaneous other accessories that will be determined at time of purchase. This Typical may include: 1 Cart Body, w/Computer Support, Style-A Narrow, w/Raised Edge Top 1 Flip-Up Shelf 1 Sharps Container Holder 1 Wastebasket 1 Chart Holder 2 Drawers, 3"H 2 Drawers, 6"H 3 Accessory Rail, Side Drawer Organizer Bins
E0948 | Cart, General Storage, Mobile, 42"H x 32"W x 22"D | 1 | VV | THIS TYPICAL INCLUDES: 1 Cart Body, Style-A Narrow, w/Raised Edge Top 2 Drawers, 3" H 4 Drawers, 6" H 1 Accessory Rail, Side Drawer Organizer Bins
F0340 | Stool, Self Adjusting | 1 | VV | Self adjusting stool. Consists of a foam padded upholstered seat with attached foot rest for added comfort. Mounted on swivel casters. Designed for doctor's use during examinations.
F2010 | Basket, Wastepaper, Step-On | 1 | VV | "Step-on" wastepaper basket with inner liner and foot petal activated flip top.
F3200 | Clock, Battery, 12" Diameter | 1 | VV | Clock, 12" diameter. Round surface, easy to read numbers with sweep second hand. Wall mounted unit for use when impractical to install a fully synchronized clock system. Battery operated, (batteries not included).
M0506 | Television, Flat Screen | 1 | VV | Flat screen television with approximately 32'" to 40' diagonal screen size. The TV will have built-in speakers, NTSC tuner, a 16:9 wide screen aspect ratio, a minimum of 1280 x 768 resolution and a remote control.
M0750 | Flowmeter, Air, Connect w/50 PSI Supply | 1 | VV | Air flowmeter. Unit has a stainless steel needle valve with clear flowtube for connection to 50 PSI air outlet from central pipeline system. Requires the appropriate adapter for connection to the wall outlet and fitting to connect to tubing. Database prices reflect fittings with an attached DISS power outlet. Other outlet and adapter configurations are available.
M0755 | Flowmeter, Oxygen, Low Flow | 2 | VV | Oxygen flowmeter. Consists of a clear crystal flowtube calibrated to 3.5 or 8 LPM depending on manufacturer. For oxygen regulation in hospital settings. Database pricing includes DISS fitting and DISS power outlet and wall adapter. Other fitting and adapter configurations are available.
M0765 | Regulator, Vacuum | 2 | VV | Vacuum pressure regulator for connection to central piped vacuum system. Standard display scale is graduated at least from 0 to 200 mm Hg of vacuum. Displays on specialized regulators may cover other vacuum ranges. Regulator type (continuous, intermittent, continuous/intermittent, surgical, pediatric, thoracic, etc.) as required. To be used in delivery, neonatal, pediatrics or any area where suction is required. Database pricing reflects continuous regulators graduated to 200 mm Hg with a full line vacuum selection switch and DISS configured inlets and outlets.
M3073 | Container, Biohazard Waste, Step-on, Fire Safe | 1 | VV | A biohazard waste container with a step-on lid. The container will have a capacity of approximately 12 gallons and be made of a fire safe material.
M4200 | Otoscope/Ophthalmoscope, Wall Mounted | 1 | VV | Wall mounted otoscope and ophthalmoscope. Includes 6 foot line cord and plug and accepts and includes two handles. Contains head turn-on/turn-off, built-in speculum tray and 8 foot coiled cords. Unit is designed for use in patient exam rooms.
M4655 | Stretcher, Mobile, CRS, 9 Position | 1 | VV | Mobile stretcher. All corrosion resistant stainless steel construction. It consists of a tubular frame with side rails, a 9-position hydraulic base with pneumatic fowler adjustment, and a 2" pad. Unit is mounted on 8" conductive casters. Designed for patient transport as well as for minor surgical procedures.
M7040 | Table, Overbed | 1 | VV | Overbed table. Adjustable height table constructed of heavy gauge steel. Mounted on 2" diameter twin swivel casters with bumper caps. Table top is constructed with a high pressure plastic laminated surface that resists chipping, scratching, and staining. It includes a vanity tray and a mirror. Table is designed for use over bed, wheelchair or large chair.
M7405 | Light, Exam, Ceiling Mounted | 1 | CC | Ceiling exam light. Consists of a lightheaded reflector supported by a ceiling mounted radial arm assembly that provides a wide range of positioning capabilities. Halogen bulbs and an intensity control provide cool, color corrected light. The minimum ceiling height in most cases is 8'-0"; refer to each manufacturer's specific installation requirements. Physical dimensions refer to the retracted light; one length of the dual swing arm around the center mount in width and depth and the combined height of the lamp head and folded arms. Unit may also have a center mount detachable and sterilizable control handle. For use in minor procedure or examination room applications.
M7845 | Monitor, Physiological, Bedside, 4 Channel | 1 | VV | 4 channel bedside physiological monitor. The unit consist of a four-channel non-fade monochrome display monitor, an alarm system and printer-recording capabilities. The monitor has color coded controls and automatic calibration. The unit displays up to four waveforms simultaneously. The parameters to be monitored are user selectable. The monitor may be connected to a central monitoring station. The unit monitors patients in most acute care areas, step-down units, procedure rooms and emergency rooms.
M7910 | Thermometer, Electronic | 1 | VV | Electronic thermometer. Pocket size unit with easy to read zero Fahrenheit or zero Centigrade LCD display in approximately 20 seconds. Battery operated and enclosed in a heavy duty plastic case. Unit is hand-held portable and may be stand or wall mounted. For patient body temperature readings.
P3100 | Lavatory, Vitreous China, Slab Type | 1 | CC | Wall mounted, slab type, vitreous china, lavatory (approximate bowl size 7"x15"x10") with: faucet holes on 4" centers; gooseneck spout; wrist blade handles; and grid strainer. It shall be suitable for use in clinics, offices, washrooms or patient care area.
32 - CED41 - ED Ortho PPE / Equipment Alcove, ED | 32 - CED41 - ED Ortho PPE / Equipment Alcove, ED | 32 - CED41 - ED Ortho PPE / Equipment Alcove, ED | 32 - CED41 - ED Ortho PPE / Equipment Alcove, ED | 32 - CED41 - ED Ortho PPE / Equipment Alcove, ED
JSN | NAME | QTY | ACQ/INS | DESCRIPTION
A5077 | Dispenser, Hand Sanitizer, Hands-Free | 1 | VV | A touch free wall-mounted hand sanitizer dispenser. For use throughout a healthcare facility. Unit does not include the sanitizing liquid. Units are battery operated.
A5096 | Infection Control Center, Wall-Mounted | 1 | VV | Wall mounted infection control center designed for public waiting and reception areas. Provides spaces for dispensing sanitizer, masks and tissues. Available in a variety of finishes and wood framing material.
A5107 | Dispenser, Glove, Surgical/Examination, Wall Mntd | 1 | VV | Examination three (Small Medium, Large) glove dispenser box for wall mounting. Fabricated of either cold rolled steel with a white baked enamel finish, plastic or acrylic. Hardware not included, Option 3 powder coated steel.
33 - CED31 - Resuscitation Room, ED | 33 - CED31 - Resuscitation Room, ED | 33 - CED31 - Resuscitation Room, ED | 33 - CED31 - Resuscitation Room, ED | 33 - CED31 - Resuscitation Room, ED
JSN | NAME | QTY | ACQ/INS | DESCRIPTION
A1010 | Telecommunication Outlet | 6 | VV | Telecommunication outlet location.
A1014 | Telephone, Wall Mounted, 1 Line, With Speaker | 1 | VV | Telephone, wall mounted, 1 line, with speaker.
A1110 | Headwall, Prefabricated, General, 1-2 bed | 1 | CC | 1-2 bed, general, prefabricated headwall. Unit consists of a patient service module for general care, single or double bed type. It contains lighting, medical gases, electrical outlets, nurse call and bed bumper. Specify number and type of medical gas and electrical outlets. Size of module will vary by type and configuration of outlets.
A1122 | Column, Equipment Arm, Ceiling Mounted, Surgery | 1 | CC | A ceiling mounted retractable equipment arm for use in the OR. Designed to provide equipment placement support, power receptacles including low-voltage panels, gas outlets and flat screen mounting for a surgical suite. Unit will provide a range of motion of up to 330 degrees with arm providing additional vertical movement. Units are custom configured with multiple options available. Price is based on a unit with two (double) retractable arms. Also available are units for use in anesthesia, ICU and ER.
A1203 | Lift System, Overhead, Bariatric | 1 | CC | An overhead ceiling mounted rail system specifically designed for bariatric patient lifting and movement within a patient room. The system will consist of recessed or ceiling mounted primary and secondary rails, lift motor with carriage, patient harness or seat, and a hand controller or control box with charger (other charging options may be available). System will facilitate lifting and movement of patient to and from bed, to stretcher, chair, bathroom or other requirements. Lifting capacity is 1000 pounds. Custom design of track layout by manufacturer is essential to meet individual facility requirements.
A4015 | Clock, Elapsed Time, Electric | 1 | CC | Elapsed time digital electric clock. Single display time that can be used either as a clock or elapsed time indicator. Clock consists of buttons to set minutes, and hours for the time. For use in operating and delivery room, and medical service columns. Analog or digital displays may be provided as specified by the user.
A5075 | Dispenser, Soap, Disposable | 1 | VV | Disposable soap dispenser. One-handed dispensing operation. Designed to accommodate disposable soap cartridge and valve.
A5077 | Dispenser, Hand Sanitizer, Hands-Free | 2 | VV | A touch free wall-mounted hand sanitizer dispenser. For use throughout a healthcare facility. Unit does not include the sanitizing liquid. Units are battery operated.
A5080 | Dispenser, Paper Towel, SS, Surface Mounted | 1 | CC | A surface mounted, satin finish stainless steel, single-fold, paper towel dispenser. Dispenser features: tumbler lock; front hinged at bottom; and refill indicator slot. Minimum capacity 400 single-fold paper towels. For general purpose use throughout the facility.
A5096 | Infection Control Center, Wall-Mounted | 1 | VV | Wall mounted infection control center designed for public waiting and reception areas. Provides spaces for dispensing sanitizer, masks and tissues. Available in a variety of finishes and wood framing material.
A5107 | Dispenser, Glove, Surgical/Examination, Wall Mntd | 2 | VV | Examination three (Small Medium, Large) glove dispenser box for wall mounting. Fabricated of either cold rolled steel with a white baked enamel finish, plastic or acrylic. Hardware not included, Option 3 powder coated steel.
A5108 | Waste Disposal Unit, Sharps | 2 | VV | A container for collecting and transporting syringes and other sharps for decontamination and disposal. Available in 2 gallon and 8 gallon with locking rotor. Complies with OSHA regulations for handling sharps.
A5145 | Hook, Garment, Double, SS, Surface Mounted | 2 | CC | A surface mounted, satin finish stainless steel, double garment hook. Equipped with a concealed mounting bracket that is secured to a concealed wall plate. For general purpose use throughout the facility to hang various items of apparel.
A5180 | Track, Cubicle, Surface Mounted, With Curtain | 2 | VV | Surface mounted cubicle track, with curtain. Track constructed of thick extruded aluminum. Equipped with self lubricating carriers, beaded drop chain hooks, and flame resistant curtain. To include removable end caps. Designed to be suspended around patient areas where privacy is needed. Price listed is per foot of the track, curtains to be priced per quote.
A5212 | Bracket, Television, Wall-Mounted, Tilt/Angle | 1 | VV | A wall mounted, tilt/angled TV bracket for 37" to 80" TVs. Mount will be a universal and VESA compliant unit with a load capacity of up to 130 lbs.
A5220 | Bracket, Television, Wall Backing | 1 | CC | Wall mounted television bracket backing which provides additional support and strength for the installation of the television bracket. Option available for interior or exterior plate and sized for 12” 16” or 24” stud spacing.
E0930 | Locker, Supply, 6 Drawers, Mobile, 29"W x 20"D | 1 | VV | THIS TYPICAL INCLUDES: 1 Mobile Supply Locker 2 Tray/Shelf 4 Drawers, 3"H 2 Drawers, 6"H Drawer Organizer Bins
E0945 | Cart, Computer, Mobile | 1 | VV | A mobile computer cart for use throughout the facility. The cart dimensions will be approximately 45" H x 30" W x 22" D with casters. May include drawers and miscellaneous other accessories that will be determined at time of purchase. This Typical may include: 1 Cart Body, w/Computer Support, Style-A Narrow, w/Raised Edge Top 1 Flip-Up Shelf 1 Sharps Container Holder 1 Wastebasket 1 Chart Holder 2 Drawers, 3"H 2 Drawers, 6"H 3 Accessory Rail, Side Drawer Organizer Bins
E0948 | Cart, General Storage, Mobile, 42"H x 32"W x 22"D | 3 | VV | THIS TYPICAL INCLUDES: 1 Cart Body, Style-A Narrow, w/Raised Edge Top 2 Drawers, 3" H 4 Drawers, 6" H 1 Accessory Rail, Side Drawer Organizer Bins
E0954 | Cart, Emergency, Mobile, 66"H x 32"W x 22"D | 1 | VV | THIS TYPICAL INCLUDES: 1 Cart body, style-A narrow, w/raised edge top 1 Accessory rail, side 1 Accessory rail, back 1 Defibrillator tray 1 IV pole 1 Breakaway bar 1 Flip-up shelf 1 Wastebasket 1 Oxygen tank holder 1 Electrical box-4 outlet 1 Cord wrap 4 Drawer, 3"H 3 Drawer, 6"H Drawer organizer bins.
F0340 | Stool, Self Adjusting | 1 | VV | Self adjusting stool. Consists of a foam padded upholstered seat with attached foot rest for added comfort. Mounted on swivel casters. Designed for doctor's use during examinations.
F2010 | Basket, Wastepaper, Step-On | 1 | VV | "Step-on" wastepaper basket with inner liner and foot petal activated flip top.
F2245 | Camera, Video Surveillance, HD, IP Powered | 1 | VV | A high definition, full functional video surveillance camera. The camera is capable of full 1080p resolution at 30 frames per second while optimizing network usage with H.264, MPEG-4 and JPEG compression formats. Camera will have an open, standards-based design providing a platform for integration and operation as an independent device or as part of a surveillance network.
F3200 | Clock, Battery, 12" Diameter | 1 | VV | Clock, 12" diameter. Round surface, easy to read numbers with sweep second hand. Wall mounted unit for use when impractical to install a fully synchronized clock system. Battery operated, (batteries not included).
L0220 | Analyzer, Hemoglobin, Portable, Hand Held | 1 | VV | A portable, hand held analyzer for testing hemoglobin. The analyzer will achieve precision and accuracy comparable to a central laboratory. The unit will be battery operated.
M0506 | Television, Flat Screen | 1 | VV | Flat screen television with approximately 32'" to 40' diagonal screen size. The TV will have built-in speakers, NTSC tuner, a 16:9 wide screen aspect ratio, a minimum of 1280 x 768 resolution and a remote control.
M0750 | Flowmeter, Air, Connect w/50 PSI Supply | 2 | VV | Air flowmeter. Unit has a stainless steel needle valve with clear flowtube for connection to 50 PSI air outlet from central pipeline system. Requires the appropriate adapter for connection to the wall outlet and fitting to connect to tubing. Database prices reflect fittings with an attached DISS power outlet. Other outlet and adapter configurations are available.
M0755 | Flowmeter, Oxygen, Low Flow | 4 | VV | Oxygen flowmeter. Consists of a clear crystal flowtube calibrated to 3.5 or 8 LPM depending on manufacturer. For oxygen regulation in hospital settings. Database pricing includes DISS fitting and DISS power outlet and wall adapter. Other fitting and adapter configurations are available.
M0765 | Regulator, Vacuum | 4 | VV | Vacuum pressure regulator for connection to central piped vacuum system. Standard display scale is graduated at least from 0 to 200 mm Hg of vacuum. Displays on specialized regulators may cover other vacuum ranges. Regulator type (continuous, intermittent, continuous/intermittent, surgical, pediatric, thoracic, etc.) as required. To be used in delivery, neonatal, pediatrics or any area where suction is required. Database pricing reflects continuous regulators graduated to 200 mm Hg with a full line vacuum selection switch and DISS configured inlets and outlets.
M1100 | Resuscitator, Bag-Mask, Hand Operated | 1 | VV | Hand operated bag-mask resuscitator. Consists of face mask, non-rebreathing valve, compression bag and tidal bag. Used for resuscitation in life saving situations.
M3070 | Hamper, Linen, Mobile, w/Lid | 1 | VV | Mobile linen hamper with hand or foot operated lid. Made of heavy tubular stainless steel with heavy gauge welded steel platform. Holds 25" hamper bags. Mounted on ball bearing casters. For linen transport in hospitals and clinics.
M3072 | Frame, Infectious Waste Bag w/Lid | 1 | VV | Frame for an infectious waste collection bag. Made of heavy tubular stainless steel with heavy gauge welded steel platform. Adjust to hold 18" or 25" trash bags. Mounted on ball bearing casters and includes permanently mounted hinged lid. Provides means of bagging infectious waste at point of waste generation.
M3073 | Container, Biohazard Waste, Step-on, Fire Safe | 1 | VV | A biohazard waste container with a step-on lid. The container will have a capacity of approximately 12 gallons and be made of a fire safe material.
M3110 | Cabinet, Warming, F/S, 2 Heated Compartment, Elect | 1 | CC | Freestanding, single or double door warming cabinet with 2 heated compartments. Compartment and exterior walls are made from stainless steel. Thick fiberglass insulation maintains the interior temperature and keeps the exterior from becoming too hot. Equipped with a sealing door, thermostatic temperature control, status display, heat indicating light, over temperature protection, alarms and an air circulating fan. Unit may have an optional temperature recorder. Manufacturer recommends using a fused disconnect switch in the electrical power circuit. Cabinet may also be installed in a recess. Designed for heating and storing solutions and blankets used in patient care areas.
M3150 | Distribution System, Medication, Automatic | 1 | VV | An automated dispensing system that provides controlled dispensing, inventory and security. Size and cost will vary dependent on number of modules selected.
M4200 | Otoscope/Ophthalmoscope, Wall Mounted | 2 | VV | Wall mounted otoscope and ophthalmoscope. Includes 6 foot line cord and plug and accepts and includes two handles. Contains head turn-on/turn-off, built-in speculum tray and 8 foot coiled cords. Unit is designed for use in patient exam rooms.
M4255 | Stand, IV, Adjustable | 2 | VV | Adjustable IV stand with 4-hook arrangement. Stand has stainless steel construction with heavy weight base. It adjusts from 66 inches to 100 inches and is mounted on conductive rubber, ball bearing, swivel casters. Stand is used for administering intravenous solutions.
M4266 | Pump, Volumetric, Infusion, Multiple Line | 2 | VV | Volumetric infusion pump. Pump is self-regulating with automatic sensor and adjustable rate. Equipped with visual and audible alarms and up to 10 hour capacity battery. For the administration of a wide variety of therapeutic agents where precise control is required. Unit provides individual control to IV lines simultaneously.
M4655 | Stretcher, Mobile, CRS, 9 Position | 1 | VV | Mobile stretcher. All corrosion resistant stainless steel construction. It consists of a tubular frame with side rails, a 9-position hydraulic base with pneumatic fowler adjustment, and a 2" pad. Unit is mounted on 8" conductive casters. Designed for patient transport as well as for minor surgical procedures.
M7040 | Table, Overbed | 1 | VV | Overbed table. Adjustable height table constructed of heavy gauge steel. Mounted on 2" diameter twin swivel casters with bumper caps. Table top is constructed with a high pressure plastic laminated surface that resists chipping, scratching, and staining. It includes a vanity tray and a mirror. Table is designed for use over bed, wheelchair or large chair.
M7485 | Light, Surg, Ceiling Mtd, Dual, Equal Dia Heads | 1 | VC | Dual head surgical light mounted from a single pole. Both heads are of equal size and hang from individual swing arms. Each light head contains several light sources, an intensity control and a detachable, sterilizable handle. The minimum required ceiling height for most models is 9'-2"; refer to the manufacturers' specifications. The database height dimension below refers to the height of the lamp heads themselves. Width and depth are the sum of the swing arm length and lamp head diameter. This light is for use in major and minor surgical procedures.
M7660 | Defibrillator/Monitor/Recorder, Portable | 1 | VV | Portable defibrillator-monitor-recorder. Integral unit system operable from self-contained rechargeable batteries. ECG may be viewed through paddles or patient cable. Options include external pacing and 12-Lead.
M7818 | Monitor, Transport | 1 | VV | A light weight, rugged patient monitor for use during transport. Unit consists of a compact monitor with touchscreen display with up to 3 waveforms on a on a bright non-fading display. The unit measures ECG/respiration, NBP, SpO2, pressure, and temperature and CO2. Data can be transferred seamlessly throughout the continuum of care. Unit is approved for aeromedical use (US Army Airworthiness Certification and Evaluation (ACE) program. Battery run time of 3 hours before recharge.
M7845 | Monitor, Physiological, Bedside, 4 Channel | 2 | VV | 4 channel bedside physiological monitor. The unit consist of a four-channel non-fade monochrome display monitor, an alarm system and printer-recording capabilities. The monitor has color coded controls and automatic calibration. The unit displays up to four waveforms simultaneously. The parameters to be monitored are user selectable. The monitor may be connected to a central monitoring station. The unit monitors patients in most acute care areas, step-down units, procedure rooms and emergency rooms.
M7910 | Thermometer, Electronic | 1 | VV | Electronic thermometer. Pocket size unit with easy to read zero Fahrenheit or zero Centigrade LCD display in approximately 20 seconds. Battery operated and enclosed in a heavy duty plastic case. Unit is hand-held portable and may be stand or wall mounted. For patient body temperature readings.
M8495 | Laryngoscope, Video Glidescope | 1 | VV | A video-assist laryngoscope system with a digital color monitor and digital camera providing real-time view of the airway enabling quick intubation. Unit is designed for first pass success. The unit includes a reusable video baton with digital camera and sterile single use GVL Stats in various sizes.
M8769 | Aspirator, Resuscitation, Portable w/ Battery | 1 | VV | High-vacuum and high-flow AC/DC powered suction unit for use on emergency resuscitation carts and for general suction use. Light weight, compact design, fully enclosed water resistant unit with an average run time of 60 minutes. Includes variable suction range up to 580 mmHg and 1200 CC collection canister.
M8810 | Stand, Mayo | 1 | VV | Adjustable instrument table. Table is corrosion resistant stainless steel construction and is mounted on two casters with two skid rails. It has telescopic upright adjusts from 39 inches to 60 inches with automatic locking device, and removable 13"x19" instrument tray. Designed for use in operating and procedure rooms.
M8905 | Pail, Utility, CRS, With Carriage | 1 | VV | Utility pail (kick bucket). Shall be a stainless steel 12 quart bucket for use in surgical operating rooms.
P6900 | Sink, Surgeon's Scrub, Vitreous China | 1 | CC | A vitreous china surgeon's scrub sink with a single-hole punched, centered on back ledge, for a gooseneck spout. Sink provided with gooseneck spout, manual knee-action control mixing valve, grid strainer, concealed wall hangers or exposed wall brackets. For general purpose use in surgical and clinical areas of the facility where a scrub sink is required.
P8705 | Dialysis Box, Recessed, Single Valve | 1 | CC | A single cold water valve supply, recessed dialysis box with door. Box is constructed of stainless steel and includes the following standard equipment: cold water valve with 1/2" nom. copper female inlet, 3/4" male hose thread outlet and vacuum breaker; discharge hose bracket, waste water receptor, and removable wall flange. For use only in the ICU and other acute areas when a patient cannot be moved to the dialysis unit.
X2125 | Scanner, Ultrasound, Portable | 1 | VV | A portable diagnostic ultrasound scanner system configured for various applications, ease-of-use and high performance for enhanced efficiency and accuracy. The scanner is applicable for use in a wide variety of hospital and office environments including ER, breast surgery, anesthesia, vascular, interventional radiology and critical care. The system features a high quality color doppler ultrasound for imaging.
34 - CED49 - Simulation / Resuscitation Viewing Room, ED | 34 - CED49 - Simulation / Resuscitation Viewing Room, ED | 34 - CED49 - Simulation / Resuscitation Viewing Room, ED | 34 - CED49 - Simulation / Resuscitation Viewing Room, ED | 34 - CED49 - Simulation / Resuscitation Viewing Room, ED
JSN | NAME | QTY | ACQ/INS | DESCRIPTION
A1010 | Telecommunication Outlet | 5 | VV | Telecommunication outlet location.
A1015 | Telephone, Desk, Multiple Line | 1 | VV | Telephone, desk, multiple line.
A5077 | Dispenser, Hand Sanitizer, Hands-Free | 2 | VV | A touch free wall-mounted hand sanitizer dispenser. For use throughout a healthcare facility. Unit does not include the sanitizing liquid. Units are battery operated.
A5145 | Hook, Garment, Double, SS, Surface Mounted | 2 | CC | A surface mounted, satin finish stainless steel, double garment hook. Equipped with a concealed mounting bracket that is secured to a concealed wall plate. For general purpose use throughout the facility to hang various items of apparel.
A5212 | Bracket, Television, Wall-Mounted, Tilt/Angle | 2 | VV | A wall mounted, tilt/angled TV bracket for 37" to 80" TVs. Mount will be a universal and VESA compliant unit with a load capacity of up to 130 lbs.
A5220 | Bracket, Television, Wall Backing | 2 | CC | Wall mounted television bracket backing which provides additional support and strength for the installation of the television bracket. Option available for interior or exterior plate and sized for 12” 16” or 24” stud spacing.
CT020 | Countertop, Solid Surface | 1 | CC | A solid, nonporous countertop with a smooth seamless appearance. Easy to clean and maintain and with proper cleaning does not support the growth of mold. An acrylic-based solid surface product. Standard thickness of 1", and a 4" butt backsplash/curb. Also referred to as a work surface or work top. Available in a choice of colors and depths. Used in lab and other hospital areas requiring optimum physical and chemical resisting properties.
F0340 | Stool, Self Adjusting | 4 | VV | Self adjusting stool. Consists of a foam padded upholstered seat with attached foot rest for added comfort. Mounted on swivel casters. Designed for doctor's use during examinations.
F2000 | Basket, Wastepaper, Fire Resistant | 2 | VV | Wastepaper basket, fire resistant, approximately 40 quart capacity. This unit is used to collect and temporarily store small quantities of paper refuse in patient rooms, administrative areas and nursing stations. Size and shape varies depending on the application and manufacturer selected.
F3200 | Clock, Battery, 12" Diameter | 1 | VV | Clock, 12" diameter. Round surface, easy to read numbers with sweep second hand. Wall mounted unit for use when impractical to install a fully synchronized clock system. Battery operated, (batteries not included).
M0506 | Television, Flat Screen | 2 | VV | Flat screen television with approximately 32'" to 40' diagonal screen size. The TV will have built-in speakers, NTSC tuner, a 16:9 wide screen aspect ratio, a minimum of 1280 x 768 resolution and a remote control.
35 - CED32 - Resuscitation Storage Room, ED | 35 - CED32 - Resuscitation Storage Room, ED | 35 - CED32 - Resuscitation Storage Room, ED | 35 - CED32 - Resuscitation Storage Room, ED | 35 - CED32 - Resuscitation Storage Room, ED
JSN | NAME | QTY | ACQ/INS | DESCRIPTION
A1010 | Telecommunication Outlet | 1 | VV | Telecommunication outlet location.
A1014 | Telephone, Wall Mounted, 1 Line, With Speaker | 1 | VV | Telephone, wall mounted, 1 line, with speaker.
E0930 | Locker, Supply, 6 Drawers, Mobile, 29"W x 20"D | 1 | VV | THIS TYPICAL INCLUDES: 1 Mobile Supply Locker 2 Tray/Shelf 4 Drawers, 3"H 2 Drawers, 6"H Drawer Organizer Bins
M0925 | Ventilator, ICU, Adult | 1 | VV | Volume ventilator with options for pressure controlled respiration, respiratory mechanics, graphics and display. Unit allows variable flow according to the balance between control pressure and the patient resistance. The respiration unit features adjustable control pressure, cycling rate, sensitivity and oxygen concentration. The respiration unit functions as an assistor and controller of the patient's breathing.
M0935 | Ventilator, Portable | 1 | VV | Unit provides long term respiratory support for patients whose conditions do not require the sophistication of critical care ventilator units. These units are typically used in step down respiratory care units or extended care facilities.
M2055 | Shelving, Storage, Wire, CRS, w/Adjustable Shelves | 1 | VV | Stationary, wire, shelving unit. Unit has fully adjustable shelves constructed of stainless steel. For use in general purpose storage areas. Shelving is provided in various sizes and configurations. Price provided is for a unit approximately 74"H x 18"D x 48"W with four shelves.
M4816 | Warming Unit, Patient, Automatic/Manual, Air | 1 | VV | Automatic/manual patient warming unit. Unit delivers a flow of warmed air through a perforated plastic blanket. Used primarily for postoperative patients to speed recovery of normal body temperature.
M8950 | Warmer, Blood | 1 | VV | Unit consists of a temperature regulated water bath, circulating fluid, or dry heat with controls and an audible high temperature alarm. The warmer provides a stable environment for the controlled warming of blood or other fluids prior to being transfused to a patient.
M8970 | Warmer, Blood, High Volume | 1 | VV | Unit contains a proportional controller to regulate temperature in the heat exchanger and an audible high temperature alarm. Designed to provide a stable temperature for the controlled warming of blood or other fluids prior to being transfused to a patient. Unit may be a cuff type or circulating water heat exchanger.
36 - CED34 - Outbound / Inbound Staging / Holding Bay, ED | 36 - CED34 - Outbound / Inbound Staging / Holding Bay, ED | 36 - CED34 - Outbound / Inbound Staging / Holding Bay, ED | 36 - CED34 - Outbound / Inbound Staging / Holding Bay, ED | 36 - CED34 - Outbound / Inbound Staging / Holding Bay, ED
JSN | NAME | QTY | ACQ/INS | DESCRIPTION
A1010 | Telecommunication Outlet | 4 | VV | Telecommunication outlet location.
A1014 | Telephone, Wall Mounted, 1 Line, With Speaker | 1 | VV | Telephone, wall mounted, 1 line, with speaker.
A1110 | Headwall, Prefabricated, General, 1-2 bed | 2 | CC | 1-2 bed, general, prefabricated headwall. Unit consists of a patient service module for general care, single or double bed type. It contains lighting, medical gases, electrical outlets, nurse call and bed bumper. Specify number and type of medical gas and electrical outlets. Size of module will vary by type and configuration of outlets.
A1200 | Lift System, Overhead, Patient Room | 1 | VC | An overhead rail system specifically designed for patient lifting and movement for a single bed patient room. The system will consist of recessed or ceiling mounted primary and secondary rails, lift motor with rolling carriage, patient harness or seat, and a hand controller or control box with charger. System will facilitate lifting and movement of patient to and from bed to gurney, chair or other requirement. Minimum lift capability is 550 pounds. Custom design of track layout by manufacturer is essential to meet individual facility requirements.
A5077 | Dispenser, Hand Sanitizer, Hands-Free | 1 | VV | A touch free wall-mounted hand sanitizer dispenser. For use throughout a healthcare facility. Unit does not include the sanitizing liquid. Units are battery operated.
A5096 | Infection Control Center, Wall-Mounted | 1 | VV | Wall mounted infection control center designed for public waiting and reception areas. Provides spaces for dispensing sanitizer, masks and tissues. Available in a variety of finishes and wood framing material.
A5107 | Dispenser, Glove, Surgical/Examination, Wall Mntd | 1 | VV | Examination three (Small Medium, Large) glove dispenser box for wall mounting. Fabricated of either cold rolled steel with a white baked enamel finish, plastic or acrylic. Hardware not included, Option 3 powder coated steel.
A5108 | Waste Disposal Unit, Sharps | 1 | VV | A container for collecting and transporting syringes and other sharps for decontamination and disposal. Available in 2 gallon and 8 gallon with locking rotor. Complies with OSHA regulations for handling sharps.
A5145 | Hook, Garment, Double, SS, Surface Mounted | 2 | CC | A surface mounted, satin finish stainless steel, double garment hook. Equipped with a concealed mounting bracket that is secured to a concealed wall plate. For general purpose use throughout the facility to hang various items of apparel.
A5180 | Track, Cubicle, Surface Mounted, With Curtain | 1 | VV | Surface mounted cubicle track, with curtain. Track constructed of thick extruded aluminum. Equipped with self lubricating carriers, beaded drop chain hooks, and flame resistant curtain. To include removable end caps. Designed to be suspended around patient areas where privacy is needed. Price listed is per foot of the track, curtains to be priced per quote.
A5215 | Bracket, Television, Ceiling Mounted | 1 | CC | Ceiling mounted television bracket for flat panel LCD and Plasma screens. The bracket shall be a universal style mount with a load capacity of 200 pounds with adjustments of 0-15 degree tilt and 360 degree swivel. Shall be capable of accommodating various size units.
E0945 | Cart, Computer, Mobile | 1 | VV | A mobile computer cart for use throughout the facility. The cart dimensions will be approximately 45" H x 30" W x 22" D with casters. May include drawers and miscellaneous other accessories that will be determined at time of purchase. This Typical may include: 1 Cart Body, w/Computer Support, Style-A Narrow, w/Raised Edge Top 1 Flip-Up Shelf 1 Sharps Container Holder 1 Wastebasket 1 Chart Holder 2 Drawers, 3"H 2 Drawers, 6"H 3 Accessory Rail, Side Drawer Organizer Bins
E0948 | Cart, General Storage, Mobile, 42"H x 32"W x 22"D | 1 | VV | THIS TYPICAL INCLUDES: 1 Cart Body, Style-A Narrow, w/Raised Edge Top 2 Drawers, 3" H 4 Drawers, 6" H 1 Accessory Rail, Side Drawer Organizer Bins
F0340 | Stool, Self Adjusting | 1 | VV | Self adjusting stool. Consists of a foam padded upholstered seat with attached foot rest for added comfort. Mounted on swivel casters. Designed for doctor's use during examinations.
F2010 | Basket, Wastepaper, Step-On | 1 | VV | "Step-on" wastepaper basket with inner liner and foot petal activated flip top.
F3200 | Clock, Battery, 12" Diameter | 1 | VV | Clock, 12" diameter. Round surface, easy to read numbers with sweep second hand. Wall mounted unit for use when impractical to install a fully synchronized clock system. Battery operated, (batteries not included).
M0506 | Television, Flat Screen | 1 | VV | Flat screen television with approximately 32'" to 40' diagonal screen size. The TV will have built-in speakers, NTSC tuner, a 16:9 wide screen aspect ratio, a minimum of 1280 x 768 resolution and a remote control.
M0750 | Flowmeter, Air, Connect w/50 PSI Supply | 1 | VV | Air flowmeter. Unit has a stainless steel needle valve with clear flowtube for connection to 50 PSI air outlet from central pipeline system. Requires the appropriate adapter for connection to the wall outlet and fitting to connect to tubing. Database prices reflect fittings with an attached DISS power outlet. Other outlet and adapter configurations are available.
M0755 | Flowmeter, Oxygen, Low Flow | 2 | VV | Oxygen flowmeter. Consists of a clear crystal flowtube calibrated to 3.5 or 8 LPM depending on manufacturer. For oxygen regulation in hospital settings. Database pricing includes DISS fitting and DISS power outlet and wall adapter. Other fitting and adapter configurations are available.
M0765 | Regulator, Vacuum | 2 | VV | Vacuum pressure regulator for connection to central piped vacuum system. Standard display scale is graduated at least from 0 to 200 mm Hg of vacuum. Displays on specialized regulators may cover other vacuum ranges. Regulator type (continuous, intermittent, continuous/intermittent, surgical, pediatric, thoracic, etc.) as required. To be used in delivery, neonatal, pediatrics or any area where suction is required. Database pricing reflects continuous regulators graduated to 200 mm Hg with a full line vacuum selection switch and DISS configured inlets and outlets.
M3073 | Container, Biohazard Waste, Step-on, Fire Safe | 1 | VV | A biohazard waste container with a step-on lid. The container will have a capacity of approximately 12 gallons and be made of a fire safe material.
M4200 | Otoscope/Ophthalmoscope, Wall Mounted | 1 | VV | Wall mounted otoscope and ophthalmoscope. Includes 6 foot line cord and plug and accepts and includes two handles. Contains head turn-on/turn-off, built-in speculum tray and 8 foot coiled cords. Unit is designed for use in patient exam rooms.
M4255 | Stand, IV, Adjustable | 1 | VV | Adjustable IV stand with 4-hook arrangement. Stand has stainless steel construction with heavy weight base. It adjusts from 66 inches to 100 inches and is mounted on conductive rubber, ball bearing, swivel casters. Stand is used for administering intravenous solutions.
M4266 | Pump, Volumetric, Infusion, Multiple Line | 1 | VV | Volumetric infusion pump. Pump is self-regulating with automatic sensor and adjustable rate. Equipped with visual and audible alarms and up to 10 hour capacity battery. For the administration of a wide variety of therapeutic agents where precise control is required. Unit provides individual control to IV lines simultaneously.
M4655 | Stretcher, Mobile, CRS, 9 Position | 1 | VV | Mobile stretcher. All corrosion resistant stainless steel construction. It consists of a tubular frame with side rails, a 9-position hydraulic base with pneumatic fowler adjustment, and a 2" pad. Unit is mounted on 8" conductive casters. Designed for patient transport as well as for minor surgical procedures.
M7040 | Table, Overbed | 1 | VV | Overbed table. Adjustable height table constructed of heavy gauge steel. Mounted on 2" diameter twin swivel casters with bumper caps. Table top is constructed with a high pressure plastic laminated surface that resists chipping, scratching, and staining. It includes a vanity tray and a mirror. Table is designed for use over bed, wheelchair or large chair.
M7405 | Light, Exam, Ceiling Mounted | 1 | CC | Ceiling exam light. Consists of a lightheaded reflector supported by a ceiling mounted radial arm assembly that provides a wide range of positioning capabilities. Halogen bulbs and an intensity control provide cool, color corrected light. The minimum ceiling height in most cases is 8'-0"; refer to each manufacturer's specific installation requirements. Physical dimensions refer to the retracted light; one length of the dual swing arm around the center mount in width and depth and the combined height of the lamp head and folded arms. Unit may also have a center mount detachable and sterilizable control handle. For use in minor procedure or examination room applications.
M7845 | Monitor, Physiological, Bedside, 4 Channel | 1 | VV | 4 channel bedside physiological monitor. The unit consist of a four-channel non-fade monochrome display monitor, an alarm system and printer-recording capabilities. The monitor has color coded controls and automatic calibration. The unit displays up to four waveforms simultaneously. The parameters to be monitored are user selectable. The monitor may be connected to a central monitoring station. The unit monitors patients in most acute care areas, step-down units, procedure rooms and emergency rooms.
M7910 | Thermometer, Electronic | 1 | VV | Electronic thermometer. Pocket size unit with easy to read zero Fahrenheit or zero Centigrade LCD display in approximately 20 seconds. Battery operated and enclosed in a heavy duty plastic case. Unit is hand-held portable and may be stand or wall mounted. For patient body temperature readings.
37 - SB191 - ED Staff Toilet, Bldg Sprt | 37 - SB191 - ED Staff Toilet, Bldg Sprt | 37 - SB191 - ED Staff Toilet, Bldg Sprt | 37 - SB191 - ED Staff Toilet, Bldg Sprt | 37 - SB191 - ED Staff Toilet, Bldg Sprt
JSN | NAME | QTY | ACQ/INS | DESCRIPTION
A1067 | Mirror, Float Glass, ADA Accessible | 1 | CC | A high quality 1/4" polished float glass mirror with a stainless steel frame. Frame holds mirror in a tilted position for accessibility and compliance with ADA requirements. Mirror has a galvanized steel back secured to frame with concealed screws with integral horizontal hanging brackets. Mirror shall be approximately 18" wide and 36" high. Other sizes are available.
A4995 | Table, Diaper Changing, Wall Mounted | 1 | CC | Wall mounted diaper changing table for use in public restrooms. Unit is a fold down system that folds upward when not in use for minimal intrusion into the room. Changing surface is contoured and has safety belt to insure that an infant will not fall from the table. Table is designed to hold no less than 250 pounds static weight. Closed dimensions are approximately 21" H x 36" W x 5" D. Open dimensions vary according to style. One system's open dimensions are 15 " high, 32" wide and 19" deep.
A5075 | Dispenser, Soap, Disposable | 1 | VV | Disposable soap dispenser. One-handed dispensing operation. Designed to accommodate disposable soap cartridge and valve.
A5082 | Dispenser, Paper Towel, Sensor, Hands Free | 1 | CC | A surface mounted, sensor activated, automatic, roll paper towel dispenser. The unit dispenses a paper towel automatically only when hands are place in position below the dispenser for maximum sanitation and hygiene. May include adjustable settings for sheet length, time delay, and sensor range. Unit is battery operated or with optional AC power adapter.
A5090 | Disposal, Sanitary Napkin, SS, Surface Mounted | 1 | CC | A surface mounted, satin finish stainless steel, sanitary napkin disposal. Disposal features a flip-up cover, secured to the container by a heavy duty stainless steel piano-hinge. Disposal may be secured to wall or toilet partition. For general purpose use in female toilet stalls or rooms and uni-sex toilet rooms.
A5109 | Grab Bar, 1-1/4" Dia., SS, 2 Wall, W/C Accessible | 1 | CC | A 1-1/4" diameter, satin finish stainless steel, peened gripping surface, 2 wall toilet stall/ room, grab bar with concealed mounting flanges. Snap over flanges are provided to conceal mounting screws. A selection of mounting kits and concealed anchor devices are available from the manufacturers for different types of installations. Grab bar shall comply with barrier-free accessibility guidelines for structural strength. For typical water closet applications in toilet stalls and rooms where ADA (American's With Disabilities Act) requirements must be met.
A5145 | Hook, Garment, Double, SS, Surface Mounted | 1 | CC | A surface mounted, satin finish stainless steel, double garment hook. Equipped with a concealed mounting bracket that is secured to a concealed wall plate. For general purpose use throughout the facility to hang various items of apparel.
A5200 | Dispenser, Toilet Tissue, SS, 2-Roll, Surface Mntd | 1 | CC | A concealed surface mounted, double roll, satin finish stainless steel, toilet tissue dispenser. Unit accommodates two standard-core toilet tissue rolls through 5" in diameter. Spindles are chrome plated plastic with a heavy-duty internal spring and turn freely for non-controlled delivery. For general purpose use in restrooms.
F2010 | Basket, Wastepaper, Step-On | 1 | VV | "Step-on" wastepaper basket with inner liner and foot petal activated flip top.
P3200 | Lavatory, Vitreous China, Slab Type w/Sens Op Fauc | 1 | CC | Wall mounted, slab type, vitreous china, lavatory (approximately 7 x 15 x 10 inches) with faucet holes on 4 inch centers; electronic sensor operated, goose neck spout and grid strainer. It shall be suitable for use in clinics, offices and patient care areas.
P9050 | Toilet, Wall Hung, Siphon Jet | 1 | CC | Siphon jet water closet/ toilet. This unit is wall hung with an elongated bowl, top spud flushometer, seat with open front and check hinge, and carrier. Used in restrooms throughout the health care facility.
6 - STAFF WORK AREA | 6 - STAFF WORK AREA | 6 - STAFF WORK AREA | 6 - STAFF WORK AREA | 6 - STAFF WORK AREA
1 - SS215 - ED MD/PA Provider Workstation, Stff Sprt | 1 - SS215 - ED MD/PA Provider Workstation, Stff Sprt | 1 - SS215 - ED MD/PA Provider Workstation, Stff Sprt | 1 - SS215 - ED MD/PA Provider Workstation, Stff Sprt | 1 - SS215 - ED MD/PA Provider Workstation, Stff Sprt
JSN | NAME | QTY | ACQ/INS | DESCRIPTION
A1010 | Telecommunication Outlet | 2 | VV | Telecommunication outlet location.
A1015 | Telephone, Desk, Multiple Line | 1 | VV | Telephone, desk, multiple line.
E0120 | Workstation, Straight, Free Standing, 60" W | 1 | VV | This JSN will provide a whole work station typical to quickly plan work areas in clinical or administrative spaces. There will be a price decrease if typical work stations are used with vertical hanging strips instead of panels. THIS TYPICAL INCLUDES: 3 Standard Solid Panels 1 Panel - to Panel Connector 1 Panel Connector, 2-Way Corner 2 Finished End Hardware 1 Cantilevered, Work Surface 2 Lockable Flipper Units 2 Lights 1 Tack board 1 Tool Rail 1 Paper Tray 1 Diagonal Tray 1 Adjustable Keyboard Tray 1 Mobile Pedestal, Box/File 1 Support Panel
F0275 | Chair, Swivel, High Back | 1 | VV | Highback contemporary swivel chair, 41" high X 23" wide X 23" deep with five (5) caster swivel base and arms. Chair may be used at desks or in conference rooms. Back and seat are foam padded and upholstered with either woven textile fabric or vinyl.
F0420 | Cabinet, Filing, Lateral, Half Height | 1 | VV | Half height two (2) or three (3) drawer lateral filing cabinet, 28" high X 42" wide X 18" deep with recessed handles, locking device and drawer label holders. Drawers are adaptable to either letter or legal size materials.
F2000 | Basket, Wastepaper, Fire Resistant | 1 | VV | Wastepaper basket, fire resistant, approximately 40 quart capacity. This unit is used to collect and temporarily store small quantities of paper refuse in patient rooms, administrative areas and nursing stations. Size and shape varies depending on the application and manufacturer selected.
M1801 | Computer, Microprocessing, w/Flat Panel Monitor | 1 | VV | Desk top microprocessing computer. The unit shall consist of a central processing mini tower, flat panel monitor, keyboard, mouse and speakers. The system shall have the following minimum characteristics: a 2.8 GHz Pentium processor; 512 MB memory; 80GB hard drive; 32/48x CD-ROMDVD combo; 1.44MB network interface card; video 32 MB NVIDIA; a 18 inch flat panel monitor. The computer is used throughout the facility to input, manipulate and retrieve information.
2 - SS215 - ED MH Provider Workstation, Stff Sprt | 2 - SS215 - ED MH Provider Workstation, Stff Sprt | 2 - SS215 - ED MH Provider Workstation, Stff Sprt | 2 - SS215 - ED MH Provider Workstation, Stff Sprt | 2 - SS215 - ED MH Provider Workstation, Stff Sprt
JSN | NAME | QTY | ACQ/INS | DESCRIPTION
A1010 | Telecommunication Outlet | 2 | VV | Telecommunication outlet location.
A1015 | Telephone, Desk, Multiple Line | 1 | VV | Telephone, desk, multiple line.
E0120 | Workstation, Straight, Free Standing, 60" W | 1 | VV | This JSN will provide a whole work station typical to quickly plan work areas in clinical or administrative spaces. There will be a price decrease if typical work stations are used with vertical hanging strips instead of panels. THIS TYPICAL INCLUDES: 3 Standard Solid Panels 1 Panel - to Panel Connector 1 Panel Connector, 2-Way Corner 2 Finished End Hardware 1 Cantilevered, Work Surface 2 Lockable Flipper Units 2 Lights 1 Tack board 1 Tool Rail 1 Paper Tray 1 Diagonal Tray 1 Adjustable Keyboard Tray 1 Mobile Pedestal, Box/File 1 Support Panel
F0275 | Chair, Swivel, High Back | 1 | VV | Highback contemporary swivel chair, 41" high X 23" wide X 23" deep with five (5) caster swivel base and arms. Chair may be used at desks or in conference rooms. Back and seat are foam padded and upholstered with either woven textile fabric or vinyl.
F0420 | Cabinet, Filing, Lateral, Half Height | 1 | VV | Half height two (2) or three (3) drawer lateral filing cabinet, 28" high X 42" wide X 18" deep with recessed handles, locking device and drawer label holders. Drawers are adaptable to either letter or legal size materials.
F2000 | Basket, Wastepaper, Fire Resistant | 1 | VV | Wastepaper basket, fire resistant, approximately 40 quart capacity. This unit is used to collect and temporarily store small quantities of paper refuse in patient rooms, administrative areas and nursing stations. Size and shape varies depending on the application and manufacturer selected.
M1801 | Computer, Microprocessing, w/Flat Panel Monitor | 1 | VV | Desk top microprocessing computer. The unit shall consist of a central processing mini tower, flat panel monitor, keyboard, mouse and speakers. The system shall have the following minimum characteristics: a 2.8 GHz Pentium processor; 512 MB memory; 80GB hard drive; 32/48x CD-ROMDVD combo; 1.44MB network interface card; video 32 MB NVIDIA; a 18 inch flat panel monitor. The computer is used throughout the facility to input, manipulate and retrieve information.
3 - SS215 - ED Consultant Provider Workstation, Stff Sprt | 3 - SS215 - ED Consultant Provider Workstation, Stff Sprt | 3 - SS215 - ED Consultant Provider Workstation, Stff Sprt | 3 - SS215 - ED Consultant Provider Workstation, Stff Sprt | 3 - SS215 - ED Consultant Provider Workstation, Stff Sprt
JSN | NAME | QTY | ACQ/INS | DESCRIPTION
A1010 | Telecommunication Outlet | 2 | VV | Telecommunication outlet location.
A1015 | Telephone, Desk, Multiple Line | 1 | VV | Telephone, desk, multiple line.
E0120 | Workstation, Straight, Free Standing, 60" W | 1 | VV | This JSN will provide a whole work station typical to quickly plan work areas in clinical or administrative spaces. There will be a price decrease if typical work stations are used with vertical hanging strips instead of panels. THIS TYPICAL INCLUDES: 3 Standard Solid Panels 1 Panel - to Panel Connector 1 Panel Connector, 2-Way Corner 2 Finished End Hardware 1 Cantilevered, Work Surface 2 Lockable Flipper Units 2 Lights 1 Tack board 1 Tool Rail 1 Paper Tray 1 Diagonal Tray 1 Adjustable Keyboard Tray 1 Mobile Pedestal, Box/File 1 Support Panel
F0275 | Chair, Swivel, High Back | 1 | VV | Highback contemporary swivel chair, 41" high X 23" wide X 23" deep with five (5) caster swivel base and arms. Chair may be used at desks or in conference rooms. Back and seat are foam padded and upholstered with either woven textile fabric or vinyl.
F0420 | Cabinet, Filing, Lateral, Half Height | 1 | VV | Half height two (2) or three (3) drawer lateral filing cabinet, 28" high X 42" wide X 18" deep with recessed handles, locking device and drawer label holders. Drawers are adaptable to either letter or legal size materials.
F2000 | Basket, Wastepaper, Fire Resistant | 1 | VV | Wastepaper basket, fire resistant, approximately 40 quart capacity. This unit is used to collect and temporarily store small quantities of paper refuse in patient rooms, administrative areas and nursing stations. Size and shape varies depending on the application and manufacturer selected.
M1801 | Computer, Microprocessing, w/Flat Panel Monitor | 1 | VV | Desk top microprocessing computer. The unit shall consist of a central processing mini tower, flat panel monitor, keyboard, mouse and speakers. The system shall have the following minimum characteristics: a 2.8 GHz Pentium processor; 512 MB memory; 80GB hard drive; 32/48x CD-ROMDVD combo; 1.44MB network interface card; video 32 MB NVIDIA; a 18 inch flat panel monitor. The computer is used throughout the facility to input, manipulate and retrieve information.
4 - SS215 - ED Nurse Workstation, Stff Sprt | 4 - SS215 - ED Nurse Workstation, Stff Sprt | 4 - SS215 - ED Nurse Workstation, Stff Sprt | 4 - SS215 - ED Nurse Workstation, Stff Sprt | 4 - SS215 - ED Nurse Workstation, Stff Sprt
JSN | NAME | QTY | ACQ/INS | DESCRIPTION
A1010 | Telecommunication Outlet | 2 | VV | Telecommunication outlet location.
A1015 | Telephone, Desk, Multiple Line | 1 | VV | Telephone, desk, multiple line.
E0120 | Workstation, Straight, Free Standing, 60" W | 1 | VV | This JSN will provide a whole work station typical to quickly plan work areas in clinical or administrative spaces. There will be a price decrease if typical work stations are used with vertical hanging strips instead of panels. THIS TYPICAL INCLUDES: 3 Standard Solid Panels 1 Panel - to Panel Connector 1 Panel Connector, 2-Way Corner 2 Finished End Hardware 1 Cantilevered, Work Surface 2 Lockable Flipper Units 2 Lights 1 Tack board 1 Tool Rail 1 Paper Tray 1 Diagonal Tray 1 Adjustable Keyboard Tray 1 Mobile Pedestal, Box/File 1 Support Panel
F0275 | Chair, Swivel, High Back | 1 | VV | Highback contemporary swivel chair, 41" high X 23" wide X 23" deep with five (5) caster swivel base and arms. Chair may be used at desks or in conference rooms. Back and seat are foam padded and upholstered with either woven textile fabric or vinyl.
F0420 | Cabinet, Filing, Lateral, Half Height | 1 | VV | Half height two (2) or three (3) drawer lateral filing cabinet, 28" high X 42" wide X 18" deep with recessed handles, locking device and drawer label holders. Drawers are adaptable to either letter or legal size materials.
F2000 | Basket, Wastepaper, Fire Resistant | 1 | VV | Wastepaper basket, fire resistant, approximately 40 quart capacity. This unit is used to collect and temporarily store small quantities of paper refuse in patient rooms, administrative areas and nursing stations. Size and shape varies depending on the application and manufacturer selected.
M1801 | Computer, Microprocessing, w/Flat Panel Monitor | 1 | VV | Desk top microprocessing computer. The unit shall consist of a central processing mini tower, flat panel monitor, keyboard, mouse and speakers. The system shall have the following minimum characteristics: a 2.8 GHz Pentium processor; 512 MB memory; 80GB hard drive; 32/48x CD-ROMDVD combo; 1.44MB network interface card; video 32 MB NVIDIA; a 18 inch flat panel monitor. The computer is used throughout the facility to input, manipulate and retrieve information.
5 - SS215 - ED Nurse Assistant Workstation, Stff Sprt | 5 - SS215 - ED Nurse Assistant Workstation, Stff Sprt | 5 - SS215 - ED Nurse Assistant Workstation, Stff Sprt | 5 - SS215 - ED Nurse Assistant Workstation, Stff Sprt | 5 - SS215 - ED Nurse Assistant Workstation, Stff Sprt
JSN | NAME | QTY | ACQ/INS | DESCRIPTION
A1010 | Telecommunication Outlet | 2 | VV | Telecommunication outlet location.
A1015 | Telephone, Desk, Multiple Line | 1 | VV | Telephone, desk, multiple line.
E0120 | Workstation, Straight, Free Standing, 60" W | 1 | VV | This JSN will provide a whole work station typical to quickly plan work areas in clinical or administrative spaces. There will be a price decrease if typical work stations are used with vertical hanging strips instead of panels. THIS TYPICAL INCLUDES: 3 Standard Solid Panels 1 Panel - to Panel Connector 1 Panel Connector, 2-Way Corner 2 Finished End Hardware 1 Cantilevered, Work Surface 2 Lockable Flipper Units 2 Lights 1 Tack board 1 Tool Rail 1 Paper Tray 1 Diagonal Tray 1 Adjustable Keyboard Tray 1 Mobile Pedestal, Box/File 1 Support Panel
F0275 | Chair, Swivel, High Back | 1 | VV | Highback contemporary swivel chair, 41" high X 23" wide X 23" deep with five (5) caster swivel base and arms. Chair may be used at desks or in conference rooms. Back and seat are foam padded and upholstered with either woven textile fabric or vinyl.
F0420 | Cabinet, Filing, Lateral, Half Height | 1 | VV | Half height two (2) or three (3) drawer lateral filing cabinet, 28" high X 42" wide X 18" deep with recessed handles, locking device and drawer label holders. Drawers are adaptable to either letter or legal size materials.
F2000 | Basket, Wastepaper, Fire Resistant | 1 | VV | Wastepaper basket, fire resistant, approximately 40 quart capacity. This unit is used to collect and temporarily store small quantities of paper refuse in patient rooms, administrative areas and nursing stations. Size and shape varies depending on the application and manufacturer selected.
M1801 | Computer, Microprocessing, w/Flat Panel Monitor | 1 | VV | Desk top microprocessing computer. The unit shall consist of a central processing mini tower, flat panel monitor, keyboard, mouse and speakers. The system shall have the following minimum characteristics: a 2.8 GHz Pentium processor; 512 MB memory; 80GB hard drive; 32/48x CD-ROMDVD combo; 1.44MB network interface card; video 32 MB NVIDIA; a 18 inch flat panel monitor. The computer is used throughout the facility to input, manipulate and retrieve information.
6 - SS215 - ED Social Worker Workstation, Stff Sprt | 6 - SS215 - ED Social Worker Workstation, Stff Sprt | 6 - SS215 - ED Social Worker Workstation, Stff Sprt | 6 - SS215 - ED Social Worker Workstation, Stff Sprt | 6 - SS215 - ED Social Worker Workstation, Stff Sprt
JSN | NAME | QTY | ACQ/INS | DESCRIPTION
A1010 | Telecommunication Outlet | 2 | VV | Telecommunication outlet location.
A1015 | Telephone, Desk, Multiple Line | 1 | VV | Telephone, desk, multiple line.
E0120 | Workstation, Straight, Free Standing, 60" W | 1 | VV | This JSN will provide a whole work station typical to quickly plan work areas in clinical or administrative spaces. There will be a price decrease if typical work stations are used with vertical hanging strips instead of panels. THIS TYPICAL INCLUDES: 3 Standard Solid Panels 1 Panel - to Panel Connector 1 Panel Connector, 2-Way Corner 2 Finished End Hardware 1 Cantilevered, Work Surface 2 Lockable Flipper Units 2 Lights 1 Tack board 1 Tool Rail 1 Paper Tray 1 Diagonal Tray 1 Adjustable Keyboard Tray 1 Mobile Pedestal, Box/File 1 Support Panel
F0275 | Chair, Swivel, High Back | 1 | VV | Highback contemporary swivel chair, 41" high X 23" wide X 23" deep with five (5) caster swivel base and arms. Chair may be used at desks or in conference rooms. Back and seat are foam padded and upholstered with either woven textile fabric or vinyl.
F0420 | Cabinet, Filing, Lateral, Half Height | 1 | VV | Half height two (2) or three (3) drawer lateral filing cabinet, 28" high X 42" wide X 18" deep with recessed handles, locking device and drawer label holders. Drawers are adaptable to either letter or legal size materials.
F2000 | Basket, Wastepaper, Fire Resistant | 1 | VV | Wastepaper basket, fire resistant, approximately 40 quart capacity. This unit is used to collect and temporarily store small quantities of paper refuse in patient rooms, administrative areas and nursing stations. Size and shape varies depending on the application and manufacturer selected.
M1801 | Computer, Microprocessing, w/Flat Panel Monitor | 1 | VV | Desk top microprocessing computer. The unit shall consist of a central processing mini tower, flat panel monitor, keyboard, mouse and speakers. The system shall have the following minimum characteristics: a 2.8 GHz Pentium processor; 512 MB memory; 80GB hard drive; 32/48x CD-ROMDVD combo; 1.44MB network interface card; video 32 MB NVIDIA; a 18 inch flat panel monitor. The computer is used throughout the facility to input, manipulate and retrieve information.
7 - SS215 - ED Pharmacist Workstation, Stff Sprt | 7 - SS215 - ED Pharmacist Workstation, Stff Sprt | 7 - SS215 - ED Pharmacist Workstation, Stff Sprt | 7 - SS215 - ED Pharmacist Workstation, Stff Sprt | 7 - SS215 - ED Pharmacist Workstation, Stff Sprt
JSN | NAME | QTY | ACQ/INS | DESCRIPTION
A1010 | Telecommunication Outlet | 2 | VV | Telecommunication outlet location.
A1015 | Telephone, Desk, Multiple Line | 1 | VV | Telephone, desk, multiple line.
E0120 | Workstation, Straight, Free Standing, 60" W | 1 | VV | This JSN will provide a whole work station typical to quickly plan work areas in clinical or administrative spaces. There will be a price decrease if typical work stations are used with vertical hanging strips instead of panels. THIS TYPICAL INCLUDES: 3 Standard Solid Panels 1 Panel - to Panel Connector 1 Panel Connector, 2-Way Corner 2 Finished End Hardware 1 Cantilevered, Work Surface 2 Lockable Flipper Units 2 Lights 1 Tack board 1 Tool Rail 1 Paper Tray 1 Diagonal Tray 1 Adjustable Keyboard Tray 1 Mobile Pedestal, Box/File 1 Support Panel
F0275 | Chair, Swivel, High Back | 1 | VV | Highback contemporary swivel chair, 41" high X 23" wide X 23" deep with five (5) caster swivel base and arms. Chair may be used at desks or in conference rooms. Back and seat are foam padded and upholstered with either woven textile fabric or vinyl.
F0420 | Cabinet, Filing, Lateral, Half Height | 1 | VV | Half height two (2) or three (3) drawer lateral filing cabinet, 28" high X 42" wide X 18" deep with recessed handles, locking device and drawer label holders. Drawers are adaptable to either letter or legal size materials.
F2000 | Basket, Wastepaper, Fire Resistant | 1 | VV | Wastepaper basket, fire resistant, approximately 40 quart capacity. This unit is used to collect and temporarily store small quantities of paper refuse in patient rooms, administrative areas and nursing stations. Size and shape varies depending on the application and manufacturer selected.
M1801 | Computer, Microprocessing, w/Flat Panel Monitor | 1 | VV | Desk top microprocessing computer. The unit shall consist of a central processing mini tower, flat panel monitor, keyboard, mouse and speakers. The system shall have the following minimum characteristics: a 2.8 GHz Pentium processor; 512 MB memory; 80GB hard drive; 32/48x CD-ROMDVD combo; 1.44MB network interface card; video 32 MB NVIDIA; a 18 inch flat panel monitor. The computer is used throughout the facility to input, manipulate and retrieve information.
8 - SS215 - ED Case Manager Workstation, Stff Sprt | 8 - SS215 - ED Case Manager Workstation, Stff Sprt | 8 - SS215 - ED Case Manager Workstation, Stff Sprt | 8 - SS215 - ED Case Manager Workstation, Stff Sprt | 8 - SS215 - ED Case Manager Workstation, Stff Sprt
JSN | NAME | QTY | ACQ/INS | DESCRIPTION
A1010 | Telecommunication Outlet | 2 | VV | Telecommunication outlet location.
A1015 | Telephone, Desk, Multiple Line | 1 | VV | Telephone, desk, multiple line.
E0120 | Workstation, Straight, Free Standing, 60" W | 1 | VV | This JSN will provide a whole work station typical to quickly plan work areas in clinical or administrative spaces. There will be a price decrease if typical work stations are used with vertical hanging strips instead of panels. THIS TYPICAL INCLUDES: 3 Standard Solid Panels 1 Panel - to Panel Connector 1 Panel Connector, 2-Way Corner 2 Finished End Hardware 1 Cantilevered, Work Surface 2 Lockable Flipper Units 2 Lights 1 Tack board 1 Tool Rail 1 Paper Tray 1 Diagonal Tray 1 Adjustable Keyboard Tray 1 Mobile Pedestal, Box/File 1 Support Panel
F0275 | Chair, Swivel, High Back | 1 | VV | Highback contemporary swivel chair, 41" high X 23" wide X 23" deep with five (5) caster swivel base and arms. Chair may be used at desks or in conference rooms. Back and seat are foam padded and upholstered with either woven textile fabric or vinyl.
F0420 | Cabinet, Filing, Lateral, Half Height | 1 | VV | Half height two (2) or three (3) drawer lateral filing cabinet, 28" high X 42" wide X 18" deep with recessed handles, locking device and drawer label holders. Drawers are adaptable to either letter or legal size materials.
F2000 | Basket, Wastepaper, Fire Resistant | 1 | VV | Wastepaper basket, fire resistant, approximately 40 quart capacity. This unit is used to collect and temporarily store small quantities of paper refuse in patient rooms, administrative areas and nursing stations. Size and shape varies depending on the application and manufacturer selected.
M1801 | Computer, Microprocessing, w/Flat Panel Monitor | 1 | VV | Desk top microprocessing computer. The unit shall consist of a central processing mini tower, flat panel monitor, keyboard, mouse and speakers. The system shall have the following minimum characteristics: a 2.8 GHz Pentium processor; 512 MB memory; 80GB hard drive; 32/48x CD-ROMDVD combo; 1.44MB network interface card; video 32 MB NVIDIA; a 18 inch flat panel monitor. The computer is used throughout the facility to input, manipulate and retrieve information.
9 - SS215 - ED Clerk Workstation, Stff Sprt | 9 - SS215 - ED Clerk Workstation, Stff Sprt | 9 - SS215 - ED Clerk Workstation, Stff Sprt | 9 - SS215 - ED Clerk Workstation, Stff Sprt | 9 - SS215 - ED Clerk Workstation, Stff Sprt
JSN | NAME | QTY | ACQ/INS | DESCRIPTION
A1010 | Telecommunication Outlet | 2 | VV | Telecommunication outlet location.
A1015 | Telephone, Desk, Multiple Line | 1 | VV | Telephone, desk, multiple line.
E0120 | Workstation, Straight, Free Standing, 60" W | 1 | VV | This JSN will provide a whole work station typical to quickly plan work areas in clinical or administrative spaces. There will be a price decrease if typical work stations are used with vertical hanging strips instead of panels. THIS TYPICAL INCLUDES: 3 Standard Solid Panels 1 Panel - to Panel Connector 1 Panel Connector, 2-Way Corner 2 Finished End Hardware 1 Cantilevered, Work Surface 2 Lockable Flipper Units 2 Lights 1 Tack board 1 Tool Rail 1 Paper Tray 1 Diagonal Tray 1 Adjustable Keyboard Tray 1 Mobile Pedestal, Box/File 1 Support Panel
F0275 | Chair, Swivel, High Back | 1 | VV | Highback contemporary swivel chair, 41" high X 23" wide X 23" deep with five (5) caster swivel base and arms. Chair may be used at desks or in conference rooms. Back and seat are foam padded and upholstered with either woven textile fabric or vinyl.
F0420 | Cabinet, Filing, Lateral, Half Height | 1 | VV | Half height two (2) or three (3) drawer lateral filing cabinet, 28" high X 42" wide X 18" deep with recessed handles, locking device and drawer label holders. Drawers are adaptable to either letter or legal size materials.
F2000 | Basket, Wastepaper, Fire Resistant | 1 | VV | Wastepaper basket, fire resistant, approximately 40 quart capacity. This unit is used to collect and temporarily store small quantities of paper refuse in patient rooms, administrative areas and nursing stations. Size and shape varies depending on the application and manufacturer selected.
M1801 | Computer, Microprocessing, w/Flat Panel Monitor | 1 | VV | Desk top microprocessing computer. The unit shall consist of a central processing mini tower, flat panel monitor, keyboard, mouse and speakers. The system shall have the following minimum characteristics: a 2.8 GHz Pentium processor; 512 MB memory; 80GB hard drive; 32/48x CD-ROMDVD combo; 1.44MB network interface card; video 32 MB NVIDIA; a 18 inch flat panel monitor. The computer is used throughout the facility to input, manipulate and retrieve information.
10 - SS215 - ED Trainee Workstation, Stff Sprt | 10 - SS215 - ED Trainee Workstation, Stff Sprt | 10 - SS215 - ED Trainee Workstation, Stff Sprt | 10 - SS215 - ED Trainee Workstation, Stff Sprt | 10 - SS215 - ED Trainee Workstation, Stff Sprt
JSN | NAME | QTY | ACQ/INS | DESCRIPTION
A1010 | Telecommunication Outlet | 2 | VV | Telecommunication outlet location.
A1015 | Telephone, Desk, Multiple Line | 1 | VV | Telephone, desk, multiple line.
E0120 | Workstation, Straight, Free Standing, 60" W | 1 | VV | This JSN will provide a whole work station typical to quickly plan work areas in clinical or administrative spaces. There will be a price decrease if typical work stations are used with vertical hanging strips instead of panels. THIS TYPICAL INCLUDES: 3 Standard Solid Panels 1 Panel - to Panel Connector 1 Panel Connector, 2-Way Corner 2 Finished End Hardware 1 Cantilevered, Work Surface 2 Lockable Flipper Units 2 Lights 1 Tack board 1 Tool Rail 1 Paper Tray 1 Diagonal Tray 1 Adjustable Keyboard Tray 1 Mobile Pedestal, Box/File 1 Support Panel
F0275 | Chair, Swivel, High Back | 1 | VV | Highback contemporary swivel chair, 41" high X 23" wide X 23" deep with five (5) caster swivel base and arms. Chair may be used at desks or in conference rooms. Back and seat are foam padded and upholstered with either woven textile fabric or vinyl.
F0420 | Cabinet, Filing, Lateral, Half Height | 1 | VV | Half height two (2) or three (3) drawer lateral filing cabinet, 28" high X 42" wide X 18" deep with recessed handles, locking device and drawer label holders. Drawers are adaptable to either letter or legal size materials.
F2000 | Basket, Wastepaper, Fire Resistant | 1 | VV | Wastepaper basket, fire resistant, approximately 40 quart capacity. This unit is used to collect and temporarily store small quantities of paper refuse in patient rooms, administrative areas and nursing stations. Size and shape varies depending on the application and manufacturer selected.
M1801 | Computer, Microprocessing, w/Flat Panel Monitor | 1 | VV | Desk top microprocessing computer. The unit shall consist of a central processing mini tower, flat panel monitor, keyboard, mouse and speakers. The system shall have the following minimum characteristics: a 2.8 GHz Pentium processor; 512 MB memory; 80GB hard drive; 32/48x CD-ROMDVD combo; 1.44MB network interface card; video 32 MB NVIDIA; a 18 inch flat panel monitor. The computer is used throughout the facility to input, manipulate and retrieve information.
11 - CED44 - Provider Workroom, ED | 11 - CED44 - Provider Workroom, ED | 11 - CED44 - Provider Workroom, ED | 11 - CED44 - Provider Workroom, ED | 11 - CED44 - Provider Workroom, ED
JSN | NAME | QTY | ACQ/INS | DESCRIPTION
A1010 | Telecommunication Outlet | 4 | VV | Telecommunication outlet location.
A1015 | Telephone, Desk, Multiple Line | 2 | VV | Telephone, desk, multiple line.
F0280 | Chair, Swivel, Low Back | 4 | VV | Low back contemporary swivel chair, 37" high X 25" wide X 31" deep with a five (5) caster swivel base, arms and foam padded seat and back upholstered with either woven textile fabric or vinyl.
F0620 | Desk, Secretary, Executive | 2 | VV | Executive secretarial desk, approximately 29" high X 60" wide X 30" deep with return (right or left hand), approximately 27" high X 45" wide X 21" deep. One (1) box drawer, one (1) file drawer, one (1) pencil drawer. Return has three box drawers.
F2000 | Basket, Wastepaper, Fire Resistant | 2 | VV | Wastepaper basket, fire resistant, approximately 40 quart capacity. This unit is used to collect and temporarily store small quantities of paper refuse in patient rooms, administrative areas and nursing stations. Size and shape varies depending on the application and manufacturer selected.
F3050 | Whiteboard, Dry Erase | 1 | VV | Whiteboard unit, approximately 36" H x 48" W consisting of a white porcelain enamel writing surface with an attached chalk tray. Magnetic surface available. Image can be easily removed with a standard chalkboard eraser. For use with water color pens. Unit is ready to hang.
F3200 | Clock, Battery, 12" Diameter | 1 | VV | Clock, 12" diameter. Round surface, easy to read numbers with sweep second hand. Wall mounted unit for use when impractical to install a fully synchronized clock system. Battery operated, (batteries not included).
M1801 | Computer, Microprocessing, w/Flat Panel Monitor | 4 | VV | Desk top microprocessing computer. The unit shall consist of a central processing mini tower, flat panel monitor, keyboard, mouse and speakers. The system shall have the following minimum characteristics: a 2.8 GHz Pentium processor; 512 MB memory; 80GB hard drive; 32/48x CD-ROMDVD combo; 1.44MB network interface card; video 32 MB NVIDIA; a 18 inch flat panel monitor. The computer is used throughout the facility to input, manipulate and retrieve information.
M1840 | Printer/Copier/Fax Combination | 1 | VV | Multifunctional printer, fax, scanner and copier (PFC) all-in-one machine.
12 - CED46 - Tele-Health Room, ED | 12 - CED46 - Tele-Health Room, ED | 12 - CED46 - Tele-Health Room, ED | 12 - CED46 - Tele-Health Room, ED | 12 - CED46 - Tele-Health Room, ED
JSN | NAME | QTY | ACQ/INS | DESCRIPTION
A1010 | Telecommunication Outlet | 3 | VV | Telecommunication outlet location.
A1015 | Telephone, Desk, Multiple Line | 2 | VV | Telephone, desk, multiple line.
A5077 | Dispenser, Hand Sanitizer, Hands-Free | 1 | VV | A touch free wall-mounted hand sanitizer dispenser. For use throughout a healthcare facility. Unit does not include the sanitizing liquid. Units are battery operated.
A6046 | Artwork, Decorative, With Frame | 1 | VV | This JSN is to be used for determining and defining location of decorative artwork.
F0220 | Chair, Conference | 6 | VV | Conference chair designed to complement the executive furniture package selected. Foam rubber cushioned seats and backs covered with either woven fabric or vinyl. Base with 5 (five) swivel casters.
F2000 | Basket, Wastepaper, Fire Resistant | 1 | VV | Wastepaper basket, fire resistant, approximately 40 quart capacity. This unit is used to collect and temporarily store small quantities of paper refuse in patient rooms, administrative areas and nursing stations. Size and shape varies depending on the application and manufacturer selected.
M1800 | Monitor, Computer | 4 | VV | A high definition LED computer monitor with minimum 1920 x 1080 resolution, 4ms response time, 25 inch class display size, compatible with desk or arm mounted. Monitor is VESA compatible and Energy Star compliant.
M1801 | Computer, Microprocessing, w/Flat Panel Monitor | 4 | VV | Desk top microprocessing computer. The unit shall consist of a central processing mini tower, flat panel monitor, keyboard, mouse and speakers. The system shall have the following minimum characteristics: a 2.8 GHz Pentium processor; 512 MB memory; 80GB hard drive; 32/48x CD-ROMDVD combo; 1.44MB network interface card; video 32 MB NVIDIA; a 18 inch flat panel monitor. The computer is used throughout the facility to input, manipulate and retrieve information.
13 - SV583 - ED Medication Room, Phrm Svc | 13 - SV583 - ED Medication Room, Phrm Svc | 13 - SV583 - ED Medication Room, Phrm Svc | 13 - SV583 - ED Medication Room, Phrm Svc | 13 - SV583 - ED Medication Room, Phrm Svc
JSN | NAME | QTY | ACQ/INS | DESCRIPTION
A1010 | Telecommunication Outlet | 2 | VV | Telecommunication outlet location.
A1014 | Telephone, Wall Mounted, 1 Line, With Speaker | 1 | VV | Telephone, wall mounted, 1 line, with speaker.
A5075 | Dispenser, Soap, Disposable | 1 | VV | Disposable soap dispenser. One-handed dispensing operation. Designed to accommodate disposable soap cartridge and valve.
A5077 | Dispenser, Hand Sanitizer, Hands-Free | 1 | VV | A touch free wall-mounted hand sanitizer dispenser. For use throughout a healthcare facility. Unit does not include the sanitizing liquid. Units are battery operated.
A5082 | Dispenser, Paper Towel, Sensor, Hands Free | 1 | CC | A surface mounted, sensor activated, automatic, roll paper towel dispenser. The unit dispenses a paper towel automatically only when hands are place in position below the dispenser for maximum sanitation and hygiene. May include adjustable settings for sheet length, time delay, and sensor range. Unit is battery operated or with optional AC power adapter.
A5107 | Dispenser, Glove, Surgical/Examination, Wall Mntd | 1 | VV | Examination three (Small Medium, Large) glove dispenser box for wall mounting. Fabricated of either cold rolled steel with a white baked enamel finish, plastic or acrylic. Hardware not included, Option 3 powder coated steel.
A5108 | Waste Disposal Unit, Sharps | 1 | VV | A container for collecting and transporting syringes and other sharps for decontamination and disposal. Available in 2 gallon and 8 gallon with locking rotor. Complies with OSHA regulations for handling sharps.
A5145 | Hook, Garment, Double, SS, Surface Mounted | 1 | CC | A surface mounted, satin finish stainless steel, double garment hook. Equipped with a concealed mounting bracket that is secured to a concealed wall plate. For general purpose use throughout the facility to hang various items of apparel.
C03G0 | Cabinet, U/C/B, 2 Shelf, 2 Door, 36x30x22 | 1 | CC | Standing height under counter base cabinet with two adjustable shelves and two solid hinged doors. Also referred to as a cupboard cabinet. For general purpose use throughout the facility.
C04Q0 | Cabinet, ADA Sink, Wall-Mounted | 1 | CC | Wall mounted sink support cabinet for drop-in sink with vertical fascia and angled ADA profile, also referred to as ADA sink cabinet. Removable front panel to permit access to plumbing. Medium density M-3 particle board core construction faced with high pressure vertical grade decorative plastic laminate on exposed surfaces and melamine on semi-exposed and concealed surfaces; plastic laminate edge banding. Includes all attaching hardware including support rail.
CD030 | Cabinet, W/H, 2 Shelf, 2 DO, Sloping Top, 38x30x13 | 2 | CC | Wall hung steel cabinet with two adjustable shelves, solid hinged doors, and sloping top. Also referred to as a solid hinged double door wall case. For general purpose use throughout the facility.
CS070 | Sink, SS, Single Compartment, 7.5x16x16 ID | 1 | CC | Single compartment stainless steel sink, drop-in, self-rimming, ledge-type, connected with a drain and provided with a mixing faucet. It shall also be provided with pre-punched fixture holes on 4" center, integral back ledge to accommodate deck-mounted fixtures, brushed/polished interior and top surfaces, and sound deadened. Recommended for use in suspended or U/C/B sink cabinets having a high plastic laminate or Chemsurf laminate countertop/work surface. Coordinate actual outside sink dimensions with the actual clear dimension of cabinet specified to ensure that they are compatible. For general purpose use throughout the facility.
CT020 | Countertop, Solid Surface | 1 | CC | A solid, nonporous countertop with a smooth seamless appearance. Easy to clean and maintain and with proper cleaning does not support the growth of mold. An acrylic-based solid surface product. Standard thickness of 1", and a 4" butt backsplash/curb. Also referred to as a work surface or work top. Available in a choice of colors and depths. Used in lab and other hospital areas requiring optimum physical and chemical resisting properties.
E0945 | Cart, Computer, Mobile | 1 | VV | A mobile computer cart for use throughout the facility. The cart dimensions will be approximately 45" H x 30" W x 22" D with casters. May include drawers and miscellaneous other accessories that will be determined at time of purchase. This Typical may include: 1 Cart Body, w/Computer Support, Style-A Narrow, w/Raised Edge Top 1 Flip-Up Shelf 1 Sharps Container Holder 1 Wastebasket 1 Chart Holder 2 Drawers, 3"H 2 Drawers, 6"H 3 Accessory Rail, Side Drawer Organizer Bins
F2010 | Basket, Wastepaper, Step-On | 1 | VV | "Step-on" wastepaper basket with inner liner and foot petal activated flip top.
F3050 | Whiteboard, Dry Erase | 1 | VV | Whiteboard unit, approximately 36" H x 48" W consisting of a white porcelain enamel writing surface with an attached chalk tray. Magnetic surface available. Image can be easily removed with a standard chalkboard eraser. For use with water color pens. Unit is ready to hang.
F3200 | Clock, Battery, 12" Diameter | 1 | VV | Clock, 12" diameter. Round surface, easy to read numbers with sweep second hand. Wall mounted unit for use when impractical to install a fully synchronized clock system. Battery operated, (batteries not included).
M1801 | Computer, Microprocessing, w/Flat Panel Monitor | 1 | VV | Desk top microprocessing computer. The unit shall consist of a central processing mini tower, flat panel monitor, keyboard, mouse and speakers. The system shall have the following minimum characteristics: a 2.8 GHz Pentium processor; 512 MB memory; 80GB hard drive; 32/48x CD-ROMDVD combo; 1.44MB network interface card; video 32 MB NVIDIA; a 18 inch flat panel monitor. The computer is used throughout the facility to input, manipulate and retrieve information.
M3150 | Distribution System, Medication, Automatic | 1 | VV | An automated dispensing system that provides controlled dispensing, inventory and security. Size and cost will vary dependent on number of modules selected.
P1965 | Eyewash, Eye/Face, Sink Mounted, Hands-free | 1 | CC | A sink mounted eyewash station. The unit is designed for emergency eye and face rinsing from soft flow dual spray-heads. The Flow must be activated by the single momentary action and remain on until terminated.
R6200 | Refrigerator, U/C or F/S, 5 Cu Ft | 1 | VV | Utility refrigerator approximately 35" H x 24" W x 26" D. The unit has a two tray ice cube cooling system. The refrigerator fits standard architectural dimensions for undercounter installation. The unit is perfect for use in nurses' station, wards, and laboratories, pharmacies or wherever space is limited.
14 - SV582 - ED Fast Track Medication Station, Phrm Svc | 14 - SV582 - ED Fast Track Medication Station, Phrm Svc | 14 - SV582 - ED Fast Track Medication Station, Phrm Svc | 14 - SV582 - ED Fast Track Medication Station, Phrm Svc | 14 - SV582 - ED Fast Track Medication Station, Phrm Svc
JSN | NAME | QTY | ACQ/INS | DESCRIPTION
A1010 | Telecommunication Outlet | 2 | VV | Telecommunication outlet location.
A1014 | Telephone, Wall Mounted, 1 Line, With Speaker | 1 | VV | Telephone, wall mounted, 1 line, with speaker.
A5075 | Dispenser, Soap, Disposable | 1 | VV | Disposable soap dispenser. One-handed dispensing operation. Designed to accommodate disposable soap cartridge and valve.
A5077 | Dispenser, Hand Sanitizer, Hands-Free | 1 | VV | A touch free wall-mounted hand sanitizer dispenser. For use throughout a healthcare facility. Unit does not include the sanitizing liquid. Units are battery operated.
A5082 | Dispenser, Paper Towel, Sensor, Hands Free | 1 | CC | A surface mounted, sensor activated, automatic, roll paper towel dispenser. The unit dispenses a paper towel automatically only when hands are place in position below the dispenser for maximum sanitation and hygiene. May include adjustable settings for sheet length, time delay, and sensor range. Unit is battery operated or with optional AC power adapter.
A5107 | Dispenser, Glove, Surgical/Examination, Wall Mntd | 1 | VV | Examination three (Small Medium, Large) glove dispenser box for wall mounting. Fabricated of either cold rolled steel with a white baked enamel finish, plastic or acrylic. Hardware not included, Option 3 powder coated steel.
A5108 | Waste Disposal Unit, Sharps | 1 | VV | A container for collecting and transporting syringes and other sharps for decontamination and disposal. Available in 2 gallon and 8 gallon with locking rotor. Complies with OSHA regulations for handling sharps.
C04P0 | Cabinet, Sink, U/C/B, 2 Door, 36x36x22 | 1 | CC | Standing height under counter base sink cabinet with solid hinged doors. Also referred to as a double-door sink cabinet. For general purpose use throughout the facility where a sink is to be used. Coordinate actual clear cabinet dimension with the actual outside dimension of sink that is specified to ensure that they are compatible.
CS250 | Sink, SS, Single Compartment, 6x12x9 ID | 1 | CC | Single compartment stainless steel sink, drop-in, self-rimming, ledge-type, connected with a drain and provided with a mixing faucet. It shall also be provided with pre-punched fixture holes on 4" center, integral back ledge to accommodate deck-mounted fixtures, brushed/polished interior and top surfaces, and sound deadened. Recommended for use in suspended or U/C/B sink cabinets having a high plastic laminate or Chemsurf laminate countertop/work surface. For general purpose use throughout the facility.
CT020 | Countertop, Solid Surface | 3 | CC | A solid, nonporous countertop with a smooth seamless appearance. Easy to clean and maintain and with proper cleaning does not support the growth of mold. An acrylic-based solid surface product. Standard thickness of 1", and a 4" butt backsplash/curb. Also referred to as a work surface or work top. Available in a choice of colors and depths. Used in lab and other hospital areas requiring optimum physical and chemical resisting properties.
F2010 | Basket, Wastepaper, Step-On | 1 | VV | "Step-on" wastepaper basket with inner liner and foot petal activated flip top.
F3050 | Whiteboard, Dry Erase | 1 | VV | Whiteboard unit, approximately 36" H x 48" W consisting of a white porcelain enamel writing surface with an attached chalk tray. Magnetic surface available. Image can be easily removed with a standard chalkboard eraser. For use with water color pens. Unit is ready to hang.
F3200 | Clock, Battery, 12" Diameter | 1 | VV | Clock, 12" diameter. Round surface, easy to read numbers with sweep second hand. Wall mounted unit for use when impractical to install a fully synchronized clock system. Battery operated, (batteries not included).
M1801 | Computer, Microprocessing, w/Flat Panel Monitor | 1 | VV | Desk top microprocessing computer. The unit shall consist of a central processing mini tower, flat panel monitor, keyboard, mouse and speakers. The system shall have the following minimum characteristics: a 2.8 GHz Pentium processor; 512 MB memory; 80GB hard drive; 32/48x CD-ROMDVD combo; 1.44MB network interface card; video 32 MB NVIDIA; a 18 inch flat panel monitor. The computer is used throughout the facility to input, manipulate and retrieve information.
M3150 | Distribution System, Medication, Automatic | 1 | VV | An automated dispensing system that provides controlled dispensing, inventory and security. Size and cost will vary dependent on number of modules selected.
R6200 | Refrigerator, U/C or F/S, 5 Cu Ft | 1 | VV | Utility refrigerator approximately 35" H x 24" W x 26" D. The unit has a two tray ice cube cooling system. The refrigerator fits standard architectural dimensions for undercounter installation. The unit is perfect for use in nurses' station, wards, and laboratories, pharmacies or wherever space is limited.
15 - SV582 - ED MH Medication Station, Phrm Svc | 15 - SV582 - ED MH Medication Station, Phrm Svc | 15 - SV582 - ED MH Medication Station, Phrm Svc | 15 - SV582 - ED MH Medication Station, Phrm Svc | 15 - SV582 - ED MH Medication Station, Phrm Svc
JSN | NAME | QTY | ACQ/INS | DESCRIPTION
A1010 | Telecommunication Outlet | 2 | VV | Telecommunication outlet location.
A1014 | Telephone, Wall Mounted, 1 Line, With Speaker | 1 | VV | Telephone, wall mounted, 1 line, with speaker.
A5075 | Dispenser, Soap, Disposable | 1 | VV | Disposable soap dispenser. One-handed dispensing operation. Designed to accommodate disposable soap cartridge and valve.
A5077 | Dispenser, Hand Sanitizer, Hands-Free | 1 | VV | A touch free wall-mounted hand sanitizer dispenser. For use throughout a healthcare facility. Unit does not include the sanitizing liquid. Units are battery operated.
A5082 | Dispenser, Paper Towel, Sensor, Hands Free | 1 | CC | A surface mounted, sensor activated, automatic, roll paper towel dispenser. The unit dispenses a paper towel automatically only when hands are place in position below the dispenser for maximum sanitation and hygiene. May include adjustable settings for sheet length, time delay, and sensor range. Unit is battery operated or with optional AC power adapter.
A5107 | Dispenser, Glove, Surgical/Examination, Wall Mntd | 1 | VV | Examination three (Small Medium, Large) glove dispenser box for wall mounting. Fabricated of either cold rolled steel with a white baked enamel finish, plastic or acrylic. Hardware not included, Option 3 powder coated steel.
A5108 | Waste Disposal Unit, Sharps | 1 | VV | A container for collecting and transporting syringes and other sharps for decontamination and disposal. Available in 2 gallon and 8 gallon with locking rotor. Complies with OSHA regulations for handling sharps.
C04P0 | Cabinet, Sink, U/C/B, 2 Door, 36x36x22 | 1 | CC | Standing height under counter base sink cabinet with solid hinged doors. Also referred to as a double-door sink cabinet. For general purpose use throughout the facility where a sink is to be used. Coordinate actual clear cabinet dimension with the actual outside dimension of sink that is specified to ensure that they are compatible.
CS250 | Sink, SS, Single Compartment, 6x12x9 ID | 1 | CC | Single compartment stainless steel sink, drop-in, self-rimming, ledge-type, connected with a drain and provided with a mixing faucet. It shall also be provided with pre-punched fixture holes on 4" center, integral back ledge to accommodate deck-mounted fixtures, brushed/polished interior and top surfaces, and sound deadened. Recommended for use in suspended or U/C/B sink cabinets having a high plastic laminate or Chemsurf laminate countertop/work surface. For general purpose use throughout the facility.
CT020 | Countertop, Solid Surface | 3 | CC | A solid, nonporous countertop with a smooth seamless appearance. Easy to clean and maintain and with proper cleaning does not support the growth of mold. An acrylic-based solid surface product. Standard thickness of 1", and a 4" butt backsplash/curb. Also referred to as a work surface or work top. Available in a choice of colors and depths. Used in lab and other hospital areas requiring optimum physical and chemical resisting properties.
F2010 | Basket, Wastepaper, Step-On | 1 | VV | "Step-on" wastepaper basket with inner liner and foot petal activated flip top.
F3050 | Whiteboard, Dry Erase | 1 | VV | Whiteboard unit, approximately 36" H x 48" W consisting of a white porcelain enamel writing surface with an attached chalk tray. Magnetic surface available. Image can be easily removed with a standard chalkboard eraser. For use with water color pens. Unit is ready to hang.
F3200 | Clock, Battery, 12" Diameter | 1 | VV | Clock, 12" diameter. Round surface, easy to read numbers with sweep second hand. Wall mounted unit for use when impractical to install a fully synchronized clock system. Battery operated, (batteries not included).
M1801 | Computer, Microprocessing, w/Flat Panel Monitor | 1 | VV | Desk top microprocessing computer. The unit shall consist of a central processing mini tower, flat panel monitor, keyboard, mouse and speakers. The system shall have the following minimum characteristics: a 2.8 GHz Pentium processor; 512 MB memory; 80GB hard drive; 32/48x CD-ROMDVD combo; 1.44MB network interface card; video 32 MB NVIDIA; a 18 inch flat panel monitor. The computer is used throughout the facility to input, manipulate and retrieve information.
M3150 | Distribution System, Medication, Automatic | 1 | VV | An automated dispensing system that provides controlled dispensing, inventory and security. Size and cost will vary dependent on number of modules selected.
R6200 | Refrigerator, U/C or F/S, 5 Cu Ft | 1 | VV | Utility refrigerator approximately 35" H x 24" W x 26" D. The unit has a two tray ice cube cooling system. The refrigerator fits standard architectural dimensions for undercounter installation. The unit is perfect for use in nurses' station, wards, and laboratories, pharmacies or wherever space is limited.
16 - CED47 - PPE Storage Room, ED | 16 - CED47 - PPE Storage Room, ED | 16 - CED47 - PPE Storage Room, ED | 16 - CED47 - PPE Storage Room, ED | 16 - CED47 - PPE Storage Room, ED
JSN | NAME | QTY | ACQ/INS | DESCRIPTION
A1010 | Telecommunication Outlet | 1 | VV | Telecommunication outlet location.
A1014 | Telephone, Wall Mounted, 1 Line, With Speaker | 1 | VV | Telephone, wall mounted, 1 line, with speaker.
F2000 | Basket, Wastepaper, Fire Resistant | 1 | VV | Wastepaper basket, fire resistant, approximately 40 quart capacity. This unit is used to collect and temporarily store small quantities of paper refuse in patient rooms, administrative areas and nursing stations. Size and shape varies depending on the application and manufacturer selected.
M2055 | Shelving, Storage, Wire, CRS, w/Adjustable Shelves | 4 | VV | Stationary, wire, shelving unit. Unit has fully adjustable shelves constructed of stainless steel. For use in general purpose storage areas. Shelving is provided in various sizes and configurations. Price provided is for a unit approximately 74"H x 18"D x 48"W with four shelves.
17 - SC296 - ED Nourishment Alcove, Clncl Sprt | 17 - SC296 - ED Nourishment Alcove, Clncl Sprt | 17 - SC296 - ED Nourishment Alcove, Clncl Sprt | 17 - SC296 - ED Nourishment Alcove, Clncl Sprt | 17 - SC296 - ED Nourishment Alcove, Clncl Sprt
JSN | NAME | QTY | ACQ/INS | DESCRIPTION
A5075 | Dispenser, Soap, Disposable | 1 | VV | Disposable soap dispenser. One-handed dispensing operation. Designed to accommodate disposable soap cartridge and valve.
A5080 | Dispenser, Paper Towel, SS, Surface Mounted | 1 | CC | A surface mounted, satin finish stainless steel, single-fold, paper towel dispenser. Dispenser features: tumbler lock; front hinged at bottom; and refill indicator slot. Minimum capacity 400 single-fold paper towels. For general purpose use throughout the facility.
C03H0 | Cabinet, U/C/B, 2 Half Drawers, 3 DR, 36x30x22 | 1 | CC | Standing height under counter base cabinet with two half width drawers side-by-side above three full width drawers. Also referred to as a drawer cabinet. For general purpose use throughout the facility.
C03P0 | Cabinet, Sink, U/C/B, 2 Door, 30" W | 1 | CC | Standing height under counter base sink cabinet. 36" H x 30" W x 22" D with two solid hinged doors. Also referred to as a double-door sink cabinet. For general purpose use throughout the facility where a sink is to be used. Coordinate actual clear cabinet dimension with the actual outside dimension of sink that is specified to ensure that they are compatible.
CE030 | Cabinet, W/H, 2 SH, 2 GDO, Sloping Top, 38x30x13 | 1 | CC | Wall hung cabinet with two adjustable shelves, framed-glass hinged doors, and sloping top. Also referred to as a framed-glass hinged double door wall case. For general purpose use throughout the facility.
CS230 | Sink, SS, Double Compartment, 10x14x16 ID | 1 | CC | Double compartment stainless steel sink, drop-in, self-rimming, ledge-type, connected with a drain and provided with a mixing faucet. It shall also be provided with pre-punched fixture holes on 4" center, integral back ledge to accommodate deck-mounted fixtures, brushed/polished interior and top surfaces, and sound deadened. Recommended for use in suspended or U/C/B sink cabinets having a high plastic laminate or Chemsurf laminate countertop/work surface. Coordinate actual outside sink dimensions with the actual clear dimension of cabinet specified to ensure that they are compatible. For general purpose use throughout the facility.
CT020 | Countertop, Solid Surface | 1 | CC | A solid, nonporous countertop with a smooth seamless appearance. Easy to clean and maintain and with proper cleaning does not support the growth of mold. An acrylic-based solid surface product. Standard thickness of 1", and a 4" butt backsplash/curb. Also referred to as a work surface or work top. Available in a choice of colors and depths. Used in lab and other hospital areas requiring optimum physical and chemical resisting properties.
F2015 | Basket, Wastepaper, Metal/Plastic,2 Swinging Doors | 1 | VV | Metal receptacle for soiled / used towels or waste. Equipped with a removable tapered top with two independently operating self-closing, spring hinged doors. Used in public facilities for the collection and temporary storage of refuse.
K4665 | Oven, Microwave, Consumer | 1 | VV | Counter mounted microwave oven for average duty use. The exterior cabinet can be metal or heavy duty impact resistant plastic. The oven delivers instant energy for rapid heating, defrosting or prime cooking. The oven has touch pad controls, digital timer, power level selector and preprogrammed selectors for commonly cooked items. This oven is commonly found in staff lounges.
R4650 | Ice Maker, Flaked, With Dispenser | 1 | CC | Ice maker dispenser approximately 71" H x 19"D x 24"W. This unit provides flaked ice and cooled water automatically. The unit has a daily capacity up to 650 pounds and a 100 pound capacity stainless steel storage compartment with water station. Unit may be free-standing or counter-mounted, automatic load ice dispenser for food service and healthcare use. The unit is used in healthcare institutions and various commercial food service operations for dispensing ice.
R7250 | Refrigerator/Freezer, 20 Cubic Feet | 1 | VV | Refrigerator/freezer unit. This type unit includes a food saver system that helps keep food fresher. It also includes roll out wheels and is equipped for an optional automatic icemaker. This unit is of commercial or residential design and use.
19 - SS272 - ED Copy / Supply Room, Stff Sprt | 19 - SS272 - ED Copy / Supply Room, Stff Sprt | 19 - SS272 - ED Copy / Supply Room, Stff Sprt | 19 - SS272 - ED Copy / Supply Room, Stff Sprt | 19 - SS272 - ED Copy / Supply Room, Stff Sprt
JSN | NAME | QTY | ACQ/INS | DESCRIPTION
A1010 | Telecommunication Outlet | 2 | VV | Telecommunication outlet location.
A1012 | Telephone, Wall Mounted, 1 Line | 1 | VV | Telephone, wall mounted, 1 line.
F0465 | Cabinet, Storage, 2 Door, 5 Shelf | 1 | VV | Storage cabinet, 78" high X 48" wide X 24" deep with two (2) doors and five (5) adjustable shelves.
F0775 | Table, Work, 2 Drawer | 1 | VV | Work table approximately 32" high X 72" wide X 30" deep with two drawers and a hard wood top.
F2000 | Basket, Wastepaper, Fire Resistant | 1 | VV | Wastepaper basket, fire resistant, approximately 40 quart capacity. This unit is used to collect and temporarily store small quantities of paper refuse in patient rooms, administrative areas and nursing stations. Size and shape varies depending on the application and manufacturer selected.
F2550 | Shredder, Paper Heavy Duty | 1 | VV | Shredder shall be able to process a minimum of 25 sheets of paper per pass at a minimum rate of 20 feet per minute. The unit shall have a 16 inch throat to accept paper. Paper shall be shredded into 1/4 inch strips.
M1810 | Copier, Floor Standing, Digital | 1 | VV | Floor standing copier. Unit features automatic paper size selection, automatic document feeder and sorter. The system also has zoom capabilities and automatic two-sided copying. For use where medium volume reproduction is required in the range of 30 to 40 copies per minute.
M1835 | Printer, Color Laser, Large | 1 | VV | Color laser printer designed for high volume use and network capable. The printer shall be capable of printing a minimum of 25 pages per minute (ppm) of black print and 20 ppm color print. Resolution shall be no less than 600 X 600 dpi. It shall be capable of printing on multiple media types (plain, inkjet, photo paper and transparencies) and be capable of accepting media sizes of 3 X 5 to 8.5 X 14 inches. The printer is used in multi-user network offices.
20 - SB652 - ED Pneumatic Tube Station, Lgstcs Svc | 20 - SB652 - ED Pneumatic Tube Station, Lgstcs Svc | 20 - SB652 - ED Pneumatic Tube Station, Lgstcs Svc | 20 - SB652 - ED Pneumatic Tube Station, Lgstcs Svc | 20 - SB652 - ED Pneumatic Tube Station, Lgstcs Svc
JSN | NAME | QTY | ACQ/INS | DESCRIPTION
A1010 | Telecommunication Outlet | 1 | VV | Telecommunication outlet location.
A1012 | Telephone, Wall Mounted, 1 Line | 1 | VV | Telephone, wall mounted, 1 line.
A6165 | Station, Pneumatic Tube System | 1 | CC | The basic pneumatic tube system consists of a tube linking two or more different locations, a carrier to carry the payload and a power source to move the carrier from one location to another. The systems becomes more complex when the system is expanded to a network containing hundreds of locations and dozens of zones that need to transport the payload simultaneously.
21 - SB258 - ED Wheelchair / Stretcher / Lift Parking, Bldg Sprt | 21 - SB258 - ED Wheelchair / Stretcher / Lift Parking, Bldg Sprt | 21 - SB258 - ED Wheelchair / Stretcher / Lift Parking, Bldg Sprt | 21 - SB258 - ED Wheelchair / Stretcher / Lift Parking, Bldg Sprt | 21 - SB258 - ED Wheelchair / Stretcher / Lift Parking, Bldg Sprt
JSN | NAME | QTY | ACQ/INS | DESCRIPTION
M4705 | Wheelchair, Patient Transport, Folding | 1 | VV | Folding patient transport wheelchair. Constructed of chrome plated steel with detachable armrest and footrests. Unit has heavy duty front casters with sealed radial high-precision ball bearing assembly. Unit is used for patient transport.
M4710 | Wheelchair, Patient, Bariatric, Transport, Folding | 1 | VV | Folding bariatric patient transport wheelchair with a capacity of at least 500 lbs. Constructed with a heavy duty steel frame and double cross brace, with detachable armrest and swing away footrests. Unit has heavy duty front casters and rear wheels with precision wheel bearings in front and rear assembly. Unit is used for patient movement.
22 - CED48 - Mobile Equipment Storage Room, ED | 22 - CED48 - Mobile Equipment Storage Room, ED | 22 - CED48 - Mobile Equipment Storage Room, ED | 22 - CED48 - Mobile Equipment Storage Room, ED | 22 - CED48 - Mobile Equipment Storage Room, ED
JSN | NAME | QTY | ACQ/INS | DESCRIPTION
A1010 | Telecommunication Outlet | 3 | VV | Telecommunication outlet location.
F2000 | Basket, Wastepaper, Fire Resistant | 1 | VV | Wastepaper basket, fire resistant, approximately 40 quart capacity. This unit is used to collect and temporarily store small quantities of paper refuse in patient rooms, administrative areas and nursing stations. Size and shape varies depending on the application and manufacturer selected.
M2055 | Shelving, Storage, Wire, CRS, w/Adjustable Shelves | 1 | VV | Stationary, wire, shelving unit. Unit has fully adjustable shelves constructed of stainless steel. For use in general purpose storage areas. Shelving is provided in various sizes and configurations. Price provided is for a unit approximately 74"H x 18"D x 48"W with four shelves.
M4255 | Stand, IV, Adjustable | 3 | VV | Adjustable IV stand with 4-hook arrangement. Stand has stainless steel construction with heavy weight base. It adjusts from 66 inches to 100 inches and is mounted on conductive rubber, ball bearing, swivel casters. Stand is used for administering intravenous solutions.
M4266 | Pump, Volumetric, Infusion, Multiple Line | 3 | VV | Volumetric infusion pump. Pump is self-regulating with automatic sensor and adjustable rate. Equipped with visual and audible alarms and up to 10 hour capacity battery. For the administration of a wide variety of therapeutic agents where precise control is required. Unit provides individual control to IV lines simultaneously.
M4646 | Air System, Patient Positioning, Lateral Transfer | 1 | VV | Air-Assisted patient lift system for patient transfers, boosting and positioning while maintaining patient caregiver safety. Must be able to lift a minimum of 700 lbs. System is comprised of an inflatable air mat and a blower motor to lift a patient safely without causing further injury. Includes storage cart for when not in use.
M8078 | Lift, Patient, Mobile, Sit to Stand | 1 | VV | Mobile, battery powered, patient lift primarily used as a raising and standing aid. Should be ergonomically designed and include a patient footplate, handles, knee pads, heavy duty locking casters and straps for safety. Must be capable of supporting a minimum load of 440 lbs. Integrated patient scale is optional.
X2126 | Scanner, Ultrasound, Portable, Urinary Retention | 1 | VV | A portable 3D ultrasound scanner for measuring the urinary bladder volume and post-void residual (PVR) volume in adults and children. Measures bladder volume noninvasively on a wide range of patients. Unit is battery operated and comes with a charging unit.
7 - EMERGENCY IMAGING AREA | 7 - EMERGENCY IMAGING AREA | 7 - EMERGENCY IMAGING AREA | 7 - EMERGENCY IMAGING AREA | 7 - EMERGENCY IMAGING AREA
1 - SB001 - ED Gowned Imaging Patient Waiting, Bldg Sprt | 1 - SB001 - ED Gowned Imaging Patient Waiting, Bldg Sprt | 1 - SB001 - ED Gowned Imaging Patient Waiting, Bldg Sprt | 1 - SB001 - ED Gowned Imaging Patient Waiting, Bldg Sprt | 1 - SB001 - ED Gowned Imaging Patient Waiting, Bldg Sprt
JSN | NAME | QTY | ACQ/INS | DESCRIPTION
A5077 | Dispenser, Hand Sanitizer, Hands-Free | 1 | VV | A touch free wall-mounted hand sanitizer dispenser. For use throughout a healthcare facility. Unit does not include the sanitizing liquid. Units are battery operated.
F0206 | Chair, Side, Bariatric, With Arms | 1 | VV | A bariatric side chair with arms for use in a waiting room, lobby or other patient area. Chair will have a padded seat and back and have a capacity of 800 pounds.
F2000 | Basket, Wastepaper, Fire Resistant | 1 | VV | Wastepaper basket, fire resistant, approximately 40 quart capacity. This unit is used to collect and temporarily store small quantities of paper refuse in patient rooms, administrative areas and nursing stations. Size and shape varies depending on the application and manufacturer selected.
F2300 | Rack, Magazine, Wall Mounted | 1 | VV | Wall mounted magazine rack with nine (9) magazine holding compartments.
2 - SB138 - ED Imaging Patient Dressing Room, Bldg Sprt | 2 - SB138 - ED Imaging Patient Dressing Room, Bldg Sprt | 2 - SB138 - ED Imaging Patient Dressing Room, Bldg Sprt | 2 - SB138 - ED Imaging Patient Dressing Room, Bldg Sprt | 2 - SB138 - ED Imaging Patient Dressing Room, Bldg Sprt
JSN | NAME | QTY | ACQ/INS | DESCRIPTION
A1030 | Locker, 2 Person, Over/Under | 1 | VV | Two person locker, double tier, 72Hx12Wx18D. This unit includes hooks for coats and hats. Door equipped with safety guard handles. Designed for storage of coats, hats, and other personal belongings. Other width and depths are available.
A1080 | Mirror, Posture, Wall Mounted | 1 | CC | Wall mounted posture mirror. Consists of a 1/4" plate glass in a sturdy corrosion resistant frame with water proof back. For educational and therapy programs.
A5020 | Bench, Locker Room, Floor Mounted | 1 | CC | Locker room bench. Floor mounting -1-1/4" thick. Benches are sanded smooth with two coats of moisture-resistant sealer to ensure a protective, satin gloss surface, and mounted on strong steel pedestal anchored to the floor. Over all height of 18" includes pedestal. Size as required.
A5145 | Hook, Garment, Double, SS, Surface Mounted | 1 | CC | A surface mounted, satin finish stainless steel, double garment hook. Equipped with a concealed mounting bracket that is secured to a concealed wall plate. For general purpose use throughout the facility to hang various items of apparel.
F0305 | Chair, Waiting Room, Single | 1 | VV | Single seat waiting room chair with foam padded seat and back. Upholstered with either woven fabric textile or vinyl. Arms and floor glides included.
M3070 | Hamper, Linen, Mobile, w/Lid | 1 | VV | Mobile linen hamper with hand or foot operated lid. Made of heavy tubular stainless steel with heavy gauge welded steel platform. Holds 25" hamper bags. Mounted on ball bearing casters. For linen transport in hospitals and clinics.
3 - SB201 - ED Imaging Patient Toilet, Bldg Sprt | 3 - SB201 - ED Imaging Patient Toilet, Bldg Sprt | 3 - SB201 - ED Imaging Patient Toilet, Bldg Sprt | 3 - SB201 - ED Imaging Patient Toilet, Bldg Sprt | 3 - SB201 - ED Imaging Patient Toilet, Bldg Sprt
JSN | NAME | QTY | ACQ/INS | DESCRIPTION
A1067 | Mirror, Float Glass, ADA Accessible | 1 | CC | A high quality 1/4" polished float glass mirror with a stainless steel frame. Frame holds mirror in a tilted position for accessibility and compliance with ADA requirements. Mirror has a galvanized steel back secured to frame with concealed screws with integral horizontal hanging brackets. Mirror shall be approximately 18" wide and 36" high. Other sizes are available.
A5075 | Dispenser, Soap, Disposable | 1 | VV | Disposable soap dispenser. One-handed dispensing operation. Designed to accommodate disposable soap cartridge and valve.
A5082 | Dispenser, Paper Towel, Sensor, Hands Free | 1 | CC | A surface mounted, sensor activated, automatic, roll paper towel dispenser. The unit dispenses a paper towel automatically only when hands are place in position below the dispenser for maximum sanitation and hygiene. May include adjustable settings for sheet length, time delay, and sensor range. Unit is battery operated or with optional AC power adapter.
A5090 | Disposal, Sanitary Napkin, SS, Surface Mounted | 1 | CC | A surface mounted, satin finish stainless steel, sanitary napkin disposal. Disposal features a flip-up cover, secured to the container by a heavy duty stainless steel piano-hinge. Disposal may be secured to wall or toilet partition. For general purpose use in female toilet stalls or rooms and uni-sex toilet rooms.
A5109 | Grab Bar, 1-1/4" Dia., SS, 2 Wall, W/C Accessible | 1 | CC | A 1-1/4" diameter, satin finish stainless steel, peened gripping surface, 2 wall toilet stall/ room, grab bar with concealed mounting flanges. Snap over flanges are provided to conceal mounting screws. A selection of mounting kits and concealed anchor devices are available from the manufacturers for different types of installations. Grab bar shall comply with barrier-free accessibility guidelines for structural strength. For typical water closet applications in toilet stalls and rooms where ADA (American's With Disabilities Act) requirements must be met.
A5145 | Hook, Garment, Double, SS, Surface Mounted | 1 | CC | A surface mounted, satin finish stainless steel, double garment hook. Equipped with a concealed mounting bracket that is secured to a concealed wall plate. For general purpose use throughout the facility to hang various items of apparel.
A5200 | Dispenser, Toilet Tissue, SS, 2-Roll, Surface Mntd | 1 | CC | A concealed surface mounted, double roll, satin finish stainless steel, toilet tissue dispenser. Unit accommodates two standard-core toilet tissue rolls through 5" in diameter. Spindles are chrome plated plastic with a heavy-duty internal spring and turn freely for non-controlled delivery. For general purpose use in restrooms.
F2010 | Basket, Wastepaper, Step-On | 1 | VV | "Step-on" wastepaper basket with inner liner and foot petal activated flip top.
P3000 | Lavatory, Vitreous China, Straight Back | 1 | CC | Wall mounted, vitreous china lavatory (approximate bowl size 7"x15"x10") with: straight-front apron, straight or contoured back; faucet holes on 4" centers; gooseneck spout; wrist blade handles; and grid strainer. It shall be suitable for use in clinics, offices, washrooms or patient care areas.
P9050 | Toilet, Wall Hung, Siphon Jet | 1 | CC | Siphon jet water closet/ toilet. This unit is wall hung with an elongated bowl, top spud flushometer, seat with open front and check hinge, and carrier. Used in restrooms throughout the health care facility.
4 - CI016 - ED Class 2 Radiology Imaging Room, Imgng Svcs | 4 - CI016 - ED Class 2 Radiology Imaging Room, Imgng Svcs | 4 - CI016 - ED Class 2 Radiology Imaging Room, Imgng Svcs | 4 - CI016 - ED Class 2 Radiology Imaging Room, Imgng Svcs | 4 - CI016 - ED Class 2 Radiology Imaging Room, Imgng Svcs
JSN | NAME | QTY | ACQ/INS | DESCRIPTION
A1010 | Telecommunication Outlet | 4 | VV | Telecommunication outlet location.
A1012 | Telephone, Wall Mounted, 1 Line | 1 | VV | Telephone, wall mounted, 1 line.
A1132 | Rail, Accessory Mounting, Length As Required | 1 | VC | Horizontal equipment mounting rail with lock mounting devices capable of; supporting up to 75 pounds each, being repositioned, and mounting and dismounting of equipment without the use of tools (special tools may be required to unlock adapter that was previously locked to the rail). The rail must be capable of supporting medical equipment and accessories normally found in exam or patient rooms. The rail system must be capable of mounting and dismounting equipment without leaving or creating new holes in the finished surface of the wall. The rail system utilizes a series of mounting plates and adapters specific to the device being mounted to the rail. The plate and adapter rail mounting kit must be specified to match the equipment being mounted to the equipment rail.
A1200 | Lift System, Overhead, Patient Room | 1 | VC | An overhead rail system specifically designed for patient lifting and movement for a single bed patient room. The system will consist of recessed or ceiling mounted primary and secondary rails, lift motor with rolling carriage, patient harness or seat, and a hand controller or control box with charger. System will facilitate lifting and movement of patient to and from bed to gurney, chair or other requirement. Minimum lift capability is 550 pounds. Custom design of track layout by manufacturer is essential to meet individual facility requirements.
A5075 | Dispenser, Soap, Disposable | 1 | VV | Disposable soap dispenser. One-handed dispensing operation. Designed to accommodate disposable soap cartridge and valve.
A5077 | Dispenser, Hand Sanitizer, Hands-Free | 1 | VV | A touch free wall-mounted hand sanitizer dispenser. For use throughout a healthcare facility. Unit does not include the sanitizing liquid. Units are battery operated.
A5080 | Dispenser, Paper Towel, SS, Surface Mounted | 1 | CC | A surface mounted, satin finish stainless steel, single-fold, paper towel dispenser. Dispenser features: tumbler lock; front hinged at bottom; and refill indicator slot. Minimum capacity 400 single-fold paper towels. For general purpose use throughout the facility.
A5106 | Waste Disposal Unit, Sharps w/Glove Dispenser | 1 | VV | The unit is designed for the disposal of sharps and complies with OSHA guidelines for the handling of sharps. It shall house a 5 quart container and be capable of being mounted on a wall. It shall have a glove dispenser attached. The unit shall be secured by a locked enclosure.
A5107 | Dispenser, Glove, Surgical/Examination, Wall Mntd | 1 | VV | Examination three (Small Medium, Large) glove dispenser box for wall mounting. Fabricated of either cold rolled steel with a white baked enamel finish, plastic or acrylic. Hardware not included, Option 3 powder coated steel.
A5145 | Hook, Garment, Double, SS, Surface Mounted | 1 | CC | A surface mounted, satin finish stainless steel, double garment hook. Equipped with a concealed mounting bracket that is secured to a concealed wall plate. For general purpose use throughout the facility to hang various items of apparel.
A5180 | Track, Cubicle, Surface Mounted, With Curtain | 1 | VV | Surface mounted cubicle track, with curtain. Track constructed of thick extruded aluminum. Equipped with self lubricating carriers, beaded drop chain hooks, and flame resistant curtain. To include removable end caps. Designed to be suspended around patient areas where privacy is needed. Price listed is per foot of the track, curtains to be priced per quote.
A6046 | Artwork, Decorative, With Frame | 1 | VV | This JSN is to be used for determining and defining location of decorative artwork.
C03G0 | Cabinet, U/C/B, 2 Shelf, 2 Door, 36x30x22 | 2 | CC | Standing height under counter base cabinet with two adjustable shelves and two solid hinged doors. Also referred to as a cupboard cabinet. For general purpose use throughout the facility.
C04Q0 | Cabinet, ADA Sink, Wall-Mounted | 1 | CC | Wall mounted sink support cabinet for drop-in sink with vertical fascia and angled ADA profile, also referred to as ADA sink cabinet. Removable front panel to permit access to plumbing. Medium density M-3 particle board core construction faced with high pressure vertical grade decorative plastic laminate on exposed surfaces and melamine on semi-exposed and concealed surfaces; plastic laminate edge banding. Includes all attaching hardware including support rail.
CD030 | Cabinet, W/H, 2 Shelf, 2 DO, Sloping Top, 38x30x13 | 2 | CC | Wall hung steel cabinet with two adjustable shelves, solid hinged doors, and sloping top. Also referred to as a solid hinged double door wall case. For general purpose use throughout the facility.
CS070 | Sink, SS, Single Compartment, 7.5x16x16 ID | 1 | CC | Single compartment stainless steel sink, drop-in, self-rimming, ledge-type, connected with a drain and provided with a mixing faucet. It shall also be provided with pre-punched fixture holes on 4" center, integral back ledge to accommodate deck-mounted fixtures, brushed/polished interior and top surfaces, and sound deadened. Recommended for use in suspended or U/C/B sink cabinets having a high plastic laminate or Chemsurf laminate countertop/work surface. Coordinate actual outside sink dimensions with the actual clear dimension of cabinet specified to ensure that they are compatible. For general purpose use throughout the facility.
CT020 | Countertop, Solid Surface | 1 | CC | A solid, nonporous countertop with a smooth seamless appearance. Easy to clean and maintain and with proper cleaning does not support the growth of mold. An acrylic-based solid surface product. Standard thickness of 1", and a 4" butt backsplash/curb. Also referred to as a work surface or work top. Available in a choice of colors and depths. Used in lab and other hospital areas requiring optimum physical and chemical resisting properties.
E0948 | Cart, General Storage, Mobile, 42"H x 32"W x 22"D | 1 | VV | THIS TYPICAL INCLUDES: 1 Cart Body, Style-A Narrow, w/Raised Edge Top 2 Drawers, 3" H 4 Drawers, 6" H 1 Accessory Rail, Side Drawer Organizer Bins
F0205 | Chair, Side With Arms | 1 | VV | Upholstered side chair, 32" high X 21" wide X 23" deep with arms, padded seats and padded backs. Seat height is a minimum of 17". Available with or without sled base.
F0340 | Stool, Self Adjusting | 1 | VV | Self adjusting stool. Consists of a foam padded upholstered seat with attached foot rest for added comfort. Mounted on swivel casters. Designed for doctor's use during examinations.
F0350 | Stool, Step, Retractable Caster | 1 | VV | Step stool, approximately 18" high X 16" diameter with three retractable casters, skid proof rings and ribbed treads.
F0360 | Footstool, Straight w/Handle | 1 | VV | A footstool used to assist patients getting on and off exam or surgical tables. Fitted with a handrail for added security and balance of the patient.
F2000 | Basket, Wastepaper, Fire Resistant | 1 | VV | Wastepaper basket, fire resistant, approximately 40 quart capacity. This unit is used to collect and temporarily store small quantities of paper refuse in patient rooms, administrative areas and nursing stations. Size and shape varies depending on the application and manufacturer selected.
F3200 | Clock, Battery, 12" Diameter | 1 | VV | Clock, 12" diameter. Round surface, easy to read numbers with sweep second hand. Wall mounted unit for use when impractical to install a fully synchronized clock system. Battery operated, (batteries not included).
M0750 | Flowmeter, Air, Connect w/50 PSI Supply | 1 | VV | Air flowmeter. Unit has a stainless steel needle valve with clear flowtube for connection to 50 PSI air outlet from central pipeline system. Requires the appropriate adapter for connection to the wall outlet and fitting to connect to tubing. Database prices reflect fittings with an attached DISS power outlet. Other outlet and adapter configurations are available.
M0755 | Flowmeter, Oxygen, Low Flow | 1 | VV | Oxygen flowmeter. Consists of a clear crystal flowtube calibrated to 3.5 or 8 LPM depending on manufacturer. For oxygen regulation in hospital settings. Database pricing includes DISS fitting and DISS power outlet and wall adapter. Other fitting and adapter configurations are available.
M0765 | Regulator, Vacuum | 1 | VV | Vacuum pressure regulator for connection to central piped vacuum system. Standard display scale is graduated at least from 0 to 200 mm Hg of vacuum. Displays on specialized regulators may cover other vacuum ranges. Regulator type (continuous, intermittent, continuous/intermittent, surgical, pediatric, thoracic, etc.) as required. To be used in delivery, neonatal, pediatrics or any area where suction is required. Database pricing reflects continuous regulators graduated to 200 mm Hg with a full line vacuum selection switch and DISS configured inlets and outlets.
M3070 | Hamper, Linen, Mobile, w/Lid | 1 | VV | Mobile linen hamper with hand or foot operated lid. Made of heavy tubular stainless steel with heavy gauge welded steel platform. Holds 25" hamper bags. Mounted on ball bearing casters. For linen transport in hospitals and clinics.
M3073 | Container, Biohazard Waste, Step-on, Fire Safe | 1 | VV | A biohazard waste container with a step-on lid. The container will have a capacity of approximately 12 gallons and be made of a fire safe material.
M4255 | Stand, IV, Adjustable | 1 | VV | Adjustable IV stand with 4-hook arrangement. Stand has stainless steel construction with heavy weight base. It adjusts from 66 inches to 100 inches and is mounted on conductive rubber, ball bearing, swivel casters. Stand is used for administering intravenous solutions.
M4645 | Patient Transfer Device | 1 | VV | A patient transfer board designed to make lateral patient transfers safer for staff and be more comfortable for the patients. The board uses a smooth, low friction and static free surface to eliminate the need for metal rollers. The board has a soft foam core that makes them lightweight for ease of use and storage. The long board device also enables the transfer of a patient in the seated or Fowler position. The boards come in three sizes with the long board being foldable. The dimensions and price are for the long wide board.
M7401 | Light, Exam, Mobile, Spotlight, Mobile Stand | 1 | VV | The exam light shall be a mobile floor unit. The light will be a halogen bulb or LED that can produce a continuous and homogeneous spot of light adjustable from 5 to 9 inches in diameter from a set distance. The light intensity shall be a minimum of 750 foot-candles at a distance of 16 inches and have a color temperature of 3,200 degrees Kelvin. The unit will consist of an arm or sleeve of approximately 45 inches in length to allow for easy arm rotation and arm movement up and down. The unit shall be mounted on a caster base for easy movement.,
M8810 | Stand, Mayo | 1 | VV | Adjustable instrument table. Table is corrosion resistant stainless steel construction and is mounted on two casters with two skid rails. It has telescopic upright adjusts from 39 inches to 60 inches with automatic locking device, and removable 13"x19" instrument tray. Designed for use in operating and procedure rooms.
P1965 | Eyewash, Eye/Face, Sink Mounted, Hands-free | 1 | CC | A sink mounted eyewash station. The unit is designed for emergency eye and face rinsing from soft flow dual spray-heads. The Flow must be activated by the single momentary action and remain on until terminated.
X1405 | Stand, Bucky, Vertical, Tilt, Automatic | 1 | VC | Vertical and tilting bucky stand. This unit is mounted to the floor and wall to provide a vibration-free mounting platform for the universal bucky. The grid line free radiographs are produced at exposure times as short as two milliseconds. Characteristics and components include aluminum interspaced grid with a 36 inch (914 mm) to 40 inch (1016 mm) focal range. The unit's cassette size sensing tray accommodates all cassette sizes between 5 and 17 inches. The unit tilts at angles of +90/-20 degrees from the vertical position. The unit is used in X-ray facilities for processing radiography images.
X3145 | Screen, X-Ray, Protective, Mobile | 1 | VV | Mobile X-ray protective screen/barrier. The X-ray barrier provides optically-clear visibility while shielding medical personnel from scatter radiation. Its large clear Pb lead-plastic or acrylic window offers 0.5 mm lead-equivalent protection to the user's head and upper body. The unit is used for effective radiation protection of department personnel during vascular or other procedures. This unit can fit any application with its mobility. Adjustable screens are also available.
X3155 | Rack, Apron/Gloves, Mobile | 1 | VV | Apron and gloves rack. This is a mobile unit which holds aprons and gloves. The body is heavy gauge steel finish in gray or green baked enamel, glove and apron holding arms are aluminum.
X5900 | Radiographic Unit, 80 kW, Non-Tilt Table | 1 | VC | This system is specifically designed to perform radiographic examinations in the Radiology Department. This units characteristics and components include, 80kW micro-processor controlled X-ray generator, a non-tilting table with a floating table top and an adjustable bucky, a ceiling suspended 0.6/1.2 mm tube unit and vertical bucky stand.
5 - CI017 - ED Radiology Control Room, Imgng Svcs | 5 - CI017 - ED Radiology Control Room, Imgng Svcs | 5 - CI017 - ED Radiology Control Room, Imgng Svcs | 5 - CI017 - ED Radiology Control Room, Imgng Svcs | 5 - CI017 - ED Radiology Control Room, Imgng Svcs
JSN | NAME | QTY | ACQ/INS | DESCRIPTION
A1010 | Telecommunication Outlet | 4 | VV | Telecommunication outlet location.
A1012 | Telephone, Wall Mounted, 1 Line | 1 | VV | Telephone, wall mounted, 1 line.
A5077 | Dispenser, Hand Sanitizer, Hands-Free | 1 | VV | A touch free wall-mounted hand sanitizer dispenser. For use throughout a healthcare facility. Unit does not include the sanitizing liquid. Units are battery operated.
F0230 | Chair, Drafting, Rotary | 2 | VV | Drafting chair approximately 47" high X 20" wide X 20" deep with rotary stool and a 5 (five) star base with casters. Padded seat and back. Foot ring adjusts with chair.
F2000 | Basket, Wastepaper, Fire Resistant | 1 | VV | Wastepaper basket, fire resistant, approximately 40 quart capacity. This unit is used to collect and temporarily store small quantities of paper refuse in patient rooms, administrative areas and nursing stations. Size and shape varies depending on the application and manufacturer selected.
F2700 | Reader, Bar Code, Hand Held, With Interface | 1 | VV | Hand held laser bar code reader with computer interface. Used for automated inventory, using bar code stickers / labels. Convenience outlet required at point of use.
M1801 | Computer, Microprocessing, w/Flat Panel Monitor | 1 | VV | Desk top microprocessing computer. The unit shall consist of a central processing mini tower, flat panel monitor, keyboard, mouse and speakers. The system shall have the following minimum characteristics: a 2.8 GHz Pentium processor; 512 MB memory; 80GB hard drive; 32/48x CD-ROMDVD combo; 1.44MB network interface card; video 32 MB NVIDIA; a 18 inch flat panel monitor. The computer is used throughout the facility to input, manipulate and retrieve information.
6 - CI018 - ED Radiology System Component Closet, Imgng Svcs | 6 - CI018 - ED Radiology System Component Closet, Imgng Svcs | 6 - CI018 - ED Radiology System Component Closet, Imgng Svcs | 6 - CI018 - ED Radiology System Component Closet, Imgng Svcs | 6 - CI018 - ED Radiology System Component Closet, Imgng Svcs
JSN | NAME | QTY | ACQ/INS | DESCRIPTION
A1010 | Telecommunication Outlet | 7 | VV | Telecommunication outlet location.
A1012 | Telephone, Wall Mounted, 1 Line | 1 | VV | Telephone, wall mounted, 1 line.
7 - CI063 - ED Class 1 Ultrasound Scanning Room, Imgng Svcs | 7 - CI063 - ED Class 1 Ultrasound Scanning Room, Imgng Svcs | 7 - CI063 - ED Class 1 Ultrasound Scanning Room, Imgng Svcs | 7 - CI063 - ED Class 1 Ultrasound Scanning Room, Imgng Svcs | 7 - CI063 - ED Class 1 Ultrasound Scanning Room, Imgng Svcs
JSN | NAME | QTY | ACQ/INS | DESCRIPTION
A1010 | Telecommunication Outlet | 4 | VV | Telecommunication outlet location.
A1014 | Telephone, Wall Mounted, 1 Line, With Speaker | 1 | VV | Telephone, wall mounted, 1 line, with speaker.
A1132 | Rail, Accessory Mounting, Length As Required | 1 | VC | Horizontal equipment mounting rail with lock mounting devices capable of; supporting up to 75 pounds each, being repositioned, and mounting and dismounting of equipment without the use of tools (special tools may be required to unlock adapter that was previously locked to the rail). The rail must be capable of supporting medical equipment and accessories normally found in exam or patient rooms. The rail system must be capable of mounting and dismounting equipment without leaving or creating new holes in the finished surface of the wall. The rail system utilizes a series of mounting plates and adapters specific to the device being mounted to the rail. The plate and adapter rail mounting kit must be specified to match the equipment being mounted to the equipment rail.
A1200 | Lift System, Overhead, Patient Room | 1 | VC | An overhead rail system specifically designed for patient lifting and movement for a single bed patient room. The system will consist of recessed or ceiling mounted primary and secondary rails, lift motor with rolling carriage, patient harness or seat, and a hand controller or control box with charger. System will facilitate lifting and movement of patient to and from bed to gurney, chair or other requirement. Minimum lift capability is 550 pounds. Custom design of track layout by manufacturer is essential to meet individual facility requirements.
A5075 | Dispenser, Soap, Disposable | 1 | VV | Disposable soap dispenser. One-handed dispensing operation. Designed to accommodate disposable soap cartridge and valve.
A5077 | Dispenser, Hand Sanitizer, Hands-Free | 1 | VV | A touch free wall-mounted hand sanitizer dispenser. For use throughout a healthcare facility. Unit does not include the sanitizing liquid. Units are battery operated.
A5080 | Dispenser, Paper Towel, SS, Surface Mounted | 1 | CC | A surface mounted, satin finish stainless steel, single-fold, paper towel dispenser. Dispenser features: tumbler lock; front hinged at bottom; and refill indicator slot. Minimum capacity 400 single-fold paper towels. For general purpose use throughout the facility.
A5107 | Dispenser, Glove, Surgical/Examination, Wall Mntd | 1 | VV | Examination three (Small Medium, Large) glove dispenser box for wall mounting. Fabricated of either cold rolled steel with a white baked enamel finish, plastic or acrylic. Hardware not included, Option 3 powder coated steel.
A5108 | Waste Disposal Unit, Sharps | 1 | VV | A container for collecting and transporting syringes and other sharps for decontamination and disposal. Available in 2 gallon and 8 gallon with locking rotor. Complies with OSHA regulations for handling sharps.
A5145 | Hook, Garment, Double, SS, Surface Mounted | 2 | CC | A surface mounted, satin finish stainless steel, double garment hook. Equipped with a concealed mounting bracket that is secured to a concealed wall plate. For general purpose use throughout the facility to hang various items of apparel.
A5180 | Track, Cubicle, Surface Mounted, With Curtain | 1 | VV | Surface mounted cubicle track, with curtain. Track constructed of thick extruded aluminum. Equipped with self lubricating carriers, beaded drop chain hooks, and flame resistant curtain. To include removable end caps. Designed to be suspended around patient areas where privacy is needed. Price listed is per foot of the track, curtains to be priced per quote.
A6046 | Artwork, Decorative, With Frame | 1 | VV | This JSN is to be used for determining and defining location of decorative artwork.
C03G0 | Cabinet, U/C/B, 2 Shelf, 2 Door, 36x30x22 | 1 | CC | Standing height under counter base cabinet with two adjustable shelves and two solid hinged doors. Also referred to as a cupboard cabinet. For general purpose use throughout the facility.
C04Q0 | Cabinet, ADA Sink, Wall-Mounted | 1 | CC | Wall mounted sink support cabinet for drop-in sink with vertical fascia and angled ADA profile, also referred to as ADA sink cabinet. Removable front panel to permit access to plumbing. Medium density M-3 particle board core construction faced with high pressure vertical grade decorative plastic laminate on exposed surfaces and melamine on semi-exposed and concealed surfaces; plastic laminate edge banding. Includes all attaching hardware including support rail.
CD030 | Cabinet, W/H, 2 Shelf, 2 DO, Sloping Top, 38x30x13 | 3 | CC | Wall hung steel cabinet with two adjustable shelves, solid hinged doors, and sloping top. Also referred to as a solid hinged double door wall case. For general purpose use throughout the facility.
CR020 | Cabinet, F/S, 5 Shelf, 1 DO, Sloping Top, 92x24x13 | 1 | CC | Floor standing storage cabinet with five adjustable shelves, a solid right or left-hinged door (appropriate door hinge configuration to be indicated on equipment elevation drawings), and sloping top. Also referred to as a tall case or a tall cabinet. For general purpose storage use throughout the facility.
CS070 | Sink, SS, Single Compartment, 7.5x16x16 ID | 1 | CC | Single compartment stainless steel sink, drop-in, self-rimming, ledge-type, connected with a drain and provided with a mixing faucet. It shall also be provided with pre-punched fixture holes on 4" center, integral back ledge to accommodate deck-mounted fixtures, brushed/polished interior and top surfaces, and sound deadened. Recommended for use in suspended or U/C/B sink cabinets having a high plastic laminate or Chemsurf laminate countertop/work surface. Coordinate actual outside sink dimensions with the actual clear dimension of cabinet specified to ensure that they are compatible. For general purpose use throughout the facility.
CT020 | Countertop, Solid Surface | 1 | CC | A solid, nonporous countertop with a smooth seamless appearance. Easy to clean and maintain and with proper cleaning does not support the growth of mold. An acrylic-based solid surface product. Standard thickness of 1", and a 4" butt backsplash/curb. Also referred to as a work surface or work top. Available in a choice of colors and depths. Used in lab and other hospital areas requiring optimum physical and chemical resisting properties.
E0930 | Locker, Supply, 6 Drawers, Mobile, 29"W x 20"D | 1 | VV | THIS TYPICAL INCLUDES: 1 Mobile Supply Locker 2 Tray/Shelf 4 Drawers, 3"H 2 Drawers, 6"H Drawer Organizer Bins
E0948 | Cart, General Storage, Mobile, 42"H x 32"W x 22"D | 1 | VV | THIS TYPICAL INCLUDES: 1 Cart Body, Style-A Narrow, w/Raised Edge Top 2 Drawers, 3" H 4 Drawers, 6" H 1 Accessory Rail, Side Drawer Organizer Bins
F0205 | Chair, Side With Arms | 1 | VV | Upholstered side chair, 32" high X 21" wide X 23" deep with arms, padded seats and padded backs. Seat height is a minimum of 17". Available with or without sled base.
F0300 | Chair, Task, Swivel, With Arms | 2 | VV | Task chair, approximately 34" H X 26" W X 22" D with adjustable arms and a five caster adjustable swivel base. Seat and back are foam padded and upholstered in woven fabric or vinyl.
F0340 | Stool, Self Adjusting | 2 | VV | Self adjusting stool. Consists of a foam padded upholstered seat with attached foot rest for added comfort. Mounted on swivel casters. Designed for doctor's use during examinations.
F0360 | Footstool, Straight w/Handle | 1 | VV | A footstool used to assist patients getting on and off exam or surgical tables. Fitted with a handrail for added security and balance of the patient.
F0540 | Cart, Scope, Transport | 1 | VV | A cart designed specifically for the safe transport of endoscopy scopes. The cart will have a lightweight frame of a tubular welded construction. The sides and back panels will be of a foamed resin with a work top of seamless, raised edge plastic. The cart will have rectangle or round trays with lids and will have 4 casters with 2 locking. Cart may have a roll-top door with a key lock.
F0680 | Workstation, PACS, Adjustable, Single-Monitor | 1 | VV | Mobile or free-standing computer work center for use as a single-monitor PACS workstation. Features include laminate work surface, keyboard arm, manual height adjustments, CPU holder and monitor arm.
F2010 | Basket, Wastepaper, Step-On | 2 | VV | "Step-on" wastepaper basket with inner liner and foot petal activated flip top.
F2017 | Waste Receptacle, 24 GAL | 1 | VV | Rectangular steel waste receptacle with step-on lid and 24 gallon capacity. The receptacle is used to collect and temporarily store small quantities of paper refuse. Can be used in restrooms, patient areas, laboratories, pharmacies, etc.
F2700 | Reader, Bar Code, Hand Held, With Interface | 1 | VV | Hand held laser bar code reader with computer interface. Used for automated inventory, using bar code stickers / labels. Convenience outlet required at point of use.
F3200 | Clock, Battery, 12" Diameter | 1 | VV | Clock, 12" diameter. Round surface, easy to read numbers with sweep second hand. Wall mounted unit for use when impractical to install a fully synchronized clock system. Battery operated, (batteries not included).
M0750 | Flowmeter, Air, Connect w/50 PSI Supply | 1 | VV | Air flowmeter. Unit has a stainless steel needle valve with clear flowtube for connection to 50 PSI air outlet from central pipeline system. Requires the appropriate adapter for connection to the wall outlet and fitting to connect to tubing. Database prices reflect fittings with an attached DISS power outlet. Other outlet and adapter configurations are available.
M0755 | Flowmeter, Oxygen, Low Flow | 1 | VV | Oxygen flowmeter. Consists of a clear crystal flowtube calibrated to 3.5 or 8 LPM depending on manufacturer. For oxygen regulation in hospital settings. Database pricing includes DISS fitting and DISS power outlet and wall adapter. Other fitting and adapter configurations are available.
M0765 | Regulator, Vacuum | 1 | VV | Vacuum pressure regulator for connection to central piped vacuum system. Standard display scale is graduated at least from 0 to 200 mm Hg of vacuum. Displays on specialized regulators may cover other vacuum ranges. Regulator type (continuous, intermittent, continuous/intermittent, surgical, pediatric, thoracic, etc.) as required. To be used in delivery, neonatal, pediatrics or any area where suction is required. Database pricing reflects continuous regulators graduated to 200 mm Hg with a full line vacuum selection switch and DISS configured inlets and outlets.
M1801 | Computer, Microprocessing, w/Flat Panel Monitor | 1 | VV | Desk top microprocessing computer. The unit shall consist of a central processing mini tower, flat panel monitor, keyboard, mouse and speakers. The system shall have the following minimum characteristics: a 2.8 GHz Pentium processor; 512 MB memory; 80GB hard drive; 32/48x CD-ROMDVD combo; 1.44MB network interface card; video 32 MB NVIDIA; a 18 inch flat panel monitor. The computer is used throughout the facility to input, manipulate and retrieve information.
M3070 | Hamper, Linen, Mobile, w/Lid | 1 | VV | Mobile linen hamper with hand or foot operated lid. Made of heavy tubular stainless steel with heavy gauge welded steel platform. Holds 25" hamper bags. Mounted on ball bearing casters. For linen transport in hospitals and clinics.
M3072 | Frame, Infectious Waste Bag w/Lid | 1 | VV | Frame for an infectious waste collection bag. Made of heavy tubular stainless steel with heavy gauge welded steel platform. Adjust to hold 18" or 25" trash bags. Mounted on ball bearing casters and includes permanently mounted hinged lid. Provides means of bagging infectious waste at point of waste generation.
M3073 | Container, Biohazard Waste, Step-on, Fire Safe | 1 | VV | A biohazard waste container with a step-on lid. The container will have a capacity of approximately 12 gallons and be made of a fire safe material.
M4116 | Monitor, Vital Signs | 1 | VV | Electronic sphygmomanometer. LCD displays non-invasive blood pressure, pulse rate and temperature. Used in hospitals and clinics. Includes an optional mobile stand.
M4255 | Stand, IV, Adjustable | 1 | VV | Adjustable IV stand with 4-hook arrangement. Stand has stainless steel construction with heavy weight base. It adjusts from 66 inches to 100 inches and is mounted on conductive rubber, ball bearing, swivel casters. Stand is used for administering intravenous solutions.
M8810 | Stand, Mayo | 1 | VV | Adjustable instrument table. Table is corrosion resistant stainless steel construction and is mounted on two casters with two skid rails. It has telescopic upright adjusts from 39 inches to 60 inches with automatic locking device, and removable 13"x19" instrument tray. Designed for use in operating and procedure rooms.
M9005 | Table, Ultrasound, Mobile, General Purpose | 1 | VV | A general purpose table dedicated to ultrasound procedures including OB/GYN. Table has an open frame design to allow sonographers to get close to the patient. Table height is adjustable from approximately 23" to 39". Table includes side rails and arm board.
P1965 | Eyewash, Eye/Face, Sink Mounted, Hands-free | 1 | CC | A sink mounted eyewash station. The unit is designed for emergency eye and face rinsing from soft flow dual spray-heads. The Flow must be activated by the single momentary action and remain on until terminated.
X1999 | Rack, Ultrasound Probe | 1 | VV | Universal probe rack used to hold/store ultrasound probes & transducers. Features include cable supports and capacity for five probes.
X2100 | Scanner, Ultrasound, General Purpose | 1 | VV | High definition, diagnostic ultrasound system for Radiology, Cardiology, Vascular, ob-gyn, Perinatology, and Surgical imaging applications. The unit employs curved, phased and linear array imaging technology. The system supports colorflow, pulse and continuous wave imaging modalities. On board software measurement packages available for all imaging applications. The system is DICOM 3.0 compatible, for easy linkage to filmless image management systems and review stations. In addition, a full line of probes and conventional recording devices are available.
8 - SB201 - ED Ultrasound Patient Toilet, Bldg Sprt | 8 - SB201 - ED Ultrasound Patient Toilet, Bldg Sprt | 8 - SB201 - ED Ultrasound Patient Toilet, Bldg Sprt | 8 - SB201 - ED Ultrasound Patient Toilet, Bldg Sprt | 8 - SB201 - ED Ultrasound Patient Toilet, Bldg Sprt
JSN | NAME | QTY | ACQ/INS | DESCRIPTION
A1067 | Mirror, Float Glass, ADA Accessible | 1 | CC | A high quality 1/4" polished float glass mirror with a stainless steel frame. Frame holds mirror in a tilted position for accessibility and compliance with ADA requirements. Mirror has a galvanized steel back secured to frame with concealed screws with integral horizontal hanging brackets. Mirror shall be approximately 18" wide and 36" high. Other sizes are available.
A5075 | Dispenser, Soap, Disposable | 1 | VV | Disposable soap dispenser. One-handed dispensing operation. Designed to accommodate disposable soap cartridge and valve.
A5082 | Dispenser, Paper Towel, Sensor, Hands Free | 1 | CC | A surface mounted, sensor activated, automatic, roll paper towel dispenser. The unit dispenses a paper towel automatically only when hands are place in position below the dispenser for maximum sanitation and hygiene. May include adjustable settings for sheet length, time delay, and sensor range. Unit is battery operated or with optional AC power adapter.
A5090 | Disposal, Sanitary Napkin, SS, Surface Mounted | 1 | CC | A surface mounted, satin finish stainless steel, sanitary napkin disposal. Disposal features a flip-up cover, secured to the container by a heavy duty stainless steel piano-hinge. Disposal may be secured to wall or toilet partition. For general purpose use in female toilet stalls or rooms and uni-sex toilet rooms.
A5109 | Grab Bar, 1-1/4" Dia., SS, 2 Wall, W/C Accessible | 1 | CC | A 1-1/4" diameter, satin finish stainless steel, peened gripping surface, 2 wall toilet stall/ room, grab bar with concealed mounting flanges. Snap over flanges are provided to conceal mounting screws. A selection of mounting kits and concealed anchor devices are available from the manufacturers for different types of installations. Grab bar shall comply with barrier-free accessibility guidelines for structural strength. For typical water closet applications in toilet stalls and rooms where ADA (American's With Disabilities Act) requirements must be met.
A5145 | Hook, Garment, Double, SS, Surface Mounted | 1 | CC | A surface mounted, satin finish stainless steel, double garment hook. Equipped with a concealed mounting bracket that is secured to a concealed wall plate. For general purpose use throughout the facility to hang various items of apparel.
A5200 | Dispenser, Toilet Tissue, SS, 2-Roll, Surface Mntd | 1 | CC | A concealed surface mounted, double roll, satin finish stainless steel, toilet tissue dispenser. Unit accommodates two standard-core toilet tissue rolls through 5" in diameter. Spindles are chrome plated plastic with a heavy-duty internal spring and turn freely for non-controlled delivery. For general purpose use in restrooms.
F2010 | Basket, Wastepaper, Step-On | 1 | VV | "Step-on" wastepaper basket with inner liner and foot petal activated flip top.
P3000 | Lavatory, Vitreous China, Straight Back | 1 | CC | Wall mounted, vitreous china lavatory (approximate bowl size 7"x15"x10") with: straight-front apron, straight or contoured back; faucet holes on 4" centers; gooseneck spout; wrist blade handles; and grid strainer. It shall be suitable for use in clinics, offices, washrooms or patient care areas.
P9050 | Toilet, Wall Hung, Siphon Jet | 1 | CC | Siphon jet water closet/ toilet. This unit is wall hung with an elongated bowl, top spud flushometer, seat with open front and check hinge, and carrier. Used in restrooms throughout the health care facility.
9 - CI069 - ED Ultrasound Storage Room, Imgng Svcs | 9 - CI069 - ED Ultrasound Storage Room, Imgng Svcs | 9 - CI069 - ED Ultrasound Storage Room, Imgng Svcs | 9 - CI069 - ED Ultrasound Storage Room, Imgng Svcs | 9 - CI069 - ED Ultrasound Storage Room, Imgng Svcs
JSN | NAME | QTY | ACQ/INS | DESCRIPTION
M2055 | Shelving, Storage, Wire, CRS, w/Adjustable Shelves | 2 | VV | Stationary, wire, shelving unit. Unit has fully adjustable shelves constructed of stainless steel. For use in general purpose storage areas. Shelving is provided in various sizes and configurations. Price provided is for a unit approximately 74"H x 18"D x 48"W with four shelves.
10 - CI071 - ED Ultrasound Transducer Room, Imgng Svcs | 10 - CI071 - ED Ultrasound Transducer Room, Imgng Svcs | 10 - CI071 - ED Ultrasound Transducer Room, Imgng Svcs | 10 - CI071 - ED Ultrasound Transducer Room, Imgng Svcs | 10 - CI071 - ED Ultrasound Transducer Room, Imgng Svcs
JSN | NAME | QTY | ACQ/INS | DESCRIPTION
M3160 | Cabinet, Storage, Hanging Scopes | 2 | VV | Scope hanging cabinet. Cabinet has the capacity to hold up to nine scopes. Some cabinets may have a roll top closure and optional storage drawer.
11 - CI086 - ED Class 2 CT Scanning Room, Imgng Svcs | 11 - CI086 - ED Class 2 CT Scanning Room, Imgng Svcs | 11 - CI086 - ED Class 2 CT Scanning Room, Imgng Svcs | 11 - CI086 - ED Class 2 CT Scanning Room, Imgng Svcs | 11 - CI086 - ED Class 2 CT Scanning Room, Imgng Svcs
JSN | NAME | QTY | ACQ/INS | DESCRIPTION
A1010 | Telecommunication Outlet | 4 | VV | Telecommunication outlet location.
A1012 | Telephone, Wall Mounted, 1 Line | 2 | VV | Telephone, wall mounted, 1 line.
A1132 | Rail, Accessory Mounting, Length As Required | 1 | VC | Horizontal equipment mounting rail with lock mounting devices capable of; supporting up to 75 pounds each, being repositioned, and mounting and dismounting of equipment without the use of tools (special tools may be required to unlock adapter that was previously locked to the rail). The rail must be capable of supporting medical equipment and accessories normally found in exam or patient rooms. The rail system must be capable of mounting and dismounting equipment without leaving or creating new holes in the finished surface of the wall. The rail system utilizes a series of mounting plates and adapters specific to the device being mounted to the rail. The plate and adapter rail mounting kit must be specified to match the equipment being mounted to the equipment rail.
A1165 | Track, IV, Ceiling Mounted, 7 Foot | 1 | CC | 7 ft. ceiling mounted IV track. Unit consists of a straight thick anodized aluminum track. It includes a carrier with self locking hinge, hook for attaching bottle hanger, and an adjustable pendant. Designed for dispensing IV solutions.
A1200 | Lift System, Overhead, Patient Room | 1 | VC | An overhead rail system specifically designed for patient lifting and movement for a single bed patient room. The system will consist of recessed or ceiling mounted primary and secondary rails, lift motor with rolling carriage, patient harness or seat, and a hand controller or control box with charger. System will facilitate lifting and movement of patient to and from bed to gurney, chair or other requirement. Minimum lift capability is 550 pounds. Custom design of track layout by manufacturer is essential to meet individual facility requirements.
A5075 | Dispenser, Soap, Disposable | 1 | VV | Disposable soap dispenser. One-handed dispensing operation. Designed to accommodate disposable soap cartridge and valve.
A5077 | Dispenser, Hand Sanitizer, Hands-Free | 1 | VV | A touch free wall-mounted hand sanitizer dispenser. For use throughout a healthcare facility. Unit does not include the sanitizing liquid. Units are battery operated.
A5080 | Dispenser, Paper Towel, SS, Surface Mounted | 1 | CC | A surface mounted, satin finish stainless steel, single-fold, paper towel dispenser. Dispenser features: tumbler lock; front hinged at bottom; and refill indicator slot. Minimum capacity 400 single-fold paper towels. For general purpose use throughout the facility.
A5106 | Waste Disposal Unit, Sharps w/Glove Dispenser | 1 | VV | The unit is designed for the disposal of sharps and complies with OSHA guidelines for the handling of sharps. It shall house a 5 quart container and be capable of being mounted on a wall. It shall have a glove dispenser attached. The unit shall be secured by a locked enclosure.
A5107 | Dispenser, Glove, Surgical/Examination, Wall Mntd | 1 | VV | Examination three (Small Medium, Large) glove dispenser box for wall mounting. Fabricated of either cold rolled steel with a white baked enamel finish, plastic or acrylic. Hardware not included, Option 3 powder coated steel.
A5108 | Waste Disposal Unit, Sharps | 1 | VV | A container for collecting and transporting syringes and other sharps for decontamination and disposal. Available in 2 gallon and 8 gallon with locking rotor. Complies with OSHA regulations for handling sharps.
A5180 | Track, Cubicle, Surface Mounted, With Curtain | 1 | VV | Surface mounted cubicle track, with curtain. Track constructed of thick extruded aluminum. Equipped with self lubricating carriers, beaded drop chain hooks, and flame resistant curtain. To include removable end caps. Designed to be suspended around patient areas where privacy is needed. Price listed is per foot of the track, curtains to be priced per quote.
A6046 | Artwork, Decorative, With Frame | 1 | VV | This JSN is to be used for determining and defining location of decorative artwork.
C03G0 | Cabinet, U/C/B, 2 Shelf, 2 Door, 36x30x22 | 3 | CC | Standing height under counter base cabinet with two adjustable shelves and two solid hinged doors. Also referred to as a cupboard cabinet. For general purpose use throughout the facility.
C04Q0 | Cabinet, ADA Sink, Wall-Mounted | 1 | CC | Wall mounted sink support cabinet for drop-in sink with vertical fascia and angled ADA profile, also referred to as ADA sink cabinet. Removable front panel to permit access to plumbing. Medium density M-3 particle board core construction faced with high pressure vertical grade decorative plastic laminate on exposed surfaces and melamine on semi-exposed and concealed surfaces; plastic laminate edge banding. Includes all attaching hardware including support rail.
CD030 | Cabinet, W/H, 2 Shelf, 2 DO, Sloping Top, 38x30x13 | 3 | CC | Wall hung steel cabinet with two adjustable shelves, solid hinged doors, and sloping top. Also referred to as a solid hinged double door wall case. For general purpose use throughout the facility.
CS070 | Sink, SS, Single Compartment, 7.5x16x16 ID | 1 | CC | Single compartment stainless steel sink, drop-in, self-rimming, ledge-type, connected with a drain and provided with a mixing faucet. It shall also be provided with pre-punched fixture holes on 4" center, integral back ledge to accommodate deck-mounted fixtures, brushed/polished interior and top surfaces, and sound deadened. Recommended for use in suspended or U/C/B sink cabinets having a high plastic laminate or Chemsurf laminate countertop/work surface. Coordinate actual outside sink dimensions with the actual clear dimension of cabinet specified to ensure that they are compatible. For general purpose use throughout the facility.
CT020 | Countertop, Solid Surface | 1 | CC | A solid, nonporous countertop with a smooth seamless appearance. Easy to clean and maintain and with proper cleaning does not support the growth of mold. An acrylic-based solid surface product. Standard thickness of 1", and a 4" butt backsplash/curb. Also referred to as a work surface or work top. Available in a choice of colors and depths. Used in lab and other hospital areas requiring optimum physical and chemical resisting properties.
E0945 | Cart, Computer, Mobile | 1 | VV | A mobile computer cart for use throughout the facility. The cart dimensions will be approximately 45" H x 30" W x 22" D with casters. May include drawers and miscellaneous other accessories that will be determined at time of purchase. This Typical may include: 1 Cart Body, w/Computer Support, Style-A Narrow, w/Raised Edge Top 1 Flip-Up Shelf 1 Sharps Container Holder 1 Wastebasket 1 Chart Holder 2 Drawers, 3"H 2 Drawers, 6"H 3 Accessory Rail, Side Drawer Organizer Bins
E0948 | Cart, General Storage, Mobile, 42"H x 32"W x 22"D | 1 | VV | THIS TYPICAL INCLUDES: 1 Cart Body, Style-A Narrow, w/Raised Edge Top 2 Drawers, 3" H 4 Drawers, 6" H 1 Accessory Rail, Side Drawer Organizer Bins
E0954 | Cart, Emergency, Mobile, 66"H x 32"W x 22"D | 1 | VV | THIS TYPICAL INCLUDES: 1 Cart body, style-A narrow, w/raised edge top 1 Accessory rail, side 1 Accessory rail, back 1 Defibrillator tray 1 IV pole 1 Breakaway bar 1 Flip-up shelf 1 Wastebasket 1 Oxygen tank holder 1 Electrical box-4 outlet 1 Cord wrap 4 Drawer, 3"H 3 Drawer, 6"H Drawer organizer bins.
F0340 | Stool, Self Adjusting | 1 | VV | Self adjusting stool. Consists of a foam padded upholstered seat with attached foot rest for added comfort. Mounted on swivel casters. Designed for doctor's use during examinations.
F0350 | Stool, Step, Retractable Caster | 1 | VV | Step stool, approximately 18" high X 16" diameter with three retractable casters, skid proof rings and ribbed treads.
F0360 | Footstool, Straight w/Handle | 1 | VV | A footstool used to assist patients getting on and off exam or surgical tables. Fitted with a handrail for added security and balance of the patient.
F2000 | Basket, Wastepaper, Fire Resistant | 1 | VV | Wastepaper basket, fire resistant, approximately 40 quart capacity. This unit is used to collect and temporarily store small quantities of paper refuse in patient rooms, administrative areas and nursing stations. Size and shape varies depending on the application and manufacturer selected.
F3200 | Clock, Battery, 12" Diameter | 1 | VV | Clock, 12" diameter. Round surface, easy to read numbers with sweep second hand. Wall mounted unit for use when impractical to install a fully synchronized clock system. Battery operated, (batteries not included).
L0100 | Microscope, Binocular | 1 | VV | Binocular microscope. Equipped with plan achromatic objectives to suit work in brightfield, phase contrast, darkfield, photomicrography, dual viewing and projection screen. Microscope has a high light intensity, 100 watt halogen lamp, for constant color temperature and illumination, a three step variable transformer, focusable aspheric abbe condenser system; heat absorbing glass; centerable field diaphragm; two built-in filter turrets permitting a combination of selective light balancing and color compensating filters. Other components/features include a swing-in condenser, 4X objective, quadruple nosepiece, 10X wide field eyepieces and a graduated stage. Other observation tubes can be added. It is used in laboratories for cell counting and other observation techniques.
M0750 | Flowmeter, Air, Connect w/50 PSI Supply | 2 | VV | Air flowmeter. Unit has a stainless steel needle valve with clear flowtube for connection to 50 PSI air outlet from central pipeline system. Requires the appropriate adapter for connection to the wall outlet and fitting to connect to tubing. Database prices reflect fittings with an attached DISS power outlet. Other outlet and adapter configurations are available.
M0755 | Flowmeter, Oxygen, Low Flow | 2 | VV | Oxygen flowmeter. Consists of a clear crystal flowtube calibrated to 3.5 or 8 LPM depending on manufacturer. For oxygen regulation in hospital settings. Database pricing includes DISS fitting and DISS power outlet and wall adapter. Other fitting and adapter configurations are available.
M0765 | Regulator, Vacuum | 2 | VV | Vacuum pressure regulator for connection to central piped vacuum system. Standard display scale is graduated at least from 0 to 200 mm Hg of vacuum. Displays on specialized regulators may cover other vacuum ranges. Regulator type (continuous, intermittent, continuous/intermittent, surgical, pediatric, thoracic, etc.) as required. To be used in delivery, neonatal, pediatrics or any area where suction is required. Database pricing reflects continuous regulators graduated to 200 mm Hg with a full line vacuum selection switch and DISS configured inlets and outlets.
M3070 | Hamper, Linen, Mobile, w/Lid | 1 | VV | Mobile linen hamper with hand or foot operated lid. Made of heavy tubular stainless steel with heavy gauge welded steel platform. Holds 25" hamper bags. Mounted on ball bearing casters. For linen transport in hospitals and clinics.
M3073 | Container, Biohazard Waste, Step-on, Fire Safe | 1 | VV | A biohazard waste container with a step-on lid. The container will have a capacity of approximately 12 gallons and be made of a fire safe material.
M3150 | Distribution System, Medication, Automatic | 1 | VV | An automated dispensing system that provides controlled dispensing, inventory and security. Size and cost will vary dependent on number of modules selected.
M3161 | Cabinet, Storage, Ultrasound Tee Probe | 1 | VV | The TEE Probe storage cabinet is a vertical storage cabinet for disinfected TEE Probes. Cabinet has a locking door with a large viewing window and a HEPA filter providing continuous filtered air. This storage cabinet is specifically made for TEE Probes.
M4116 | Monitor, Vital Signs | 1 | VV | Electronic sphygmomanometer. LCD displays non-invasive blood pressure, pulse rate and temperature. Used in hospitals and clinics. Includes an optional mobile stand.
M4255 | Stand, IV, Adjustable | 1 | VV | Adjustable IV stand with 4-hook arrangement. Stand has stainless steel construction with heavy weight base. It adjusts from 66 inches to 100 inches and is mounted on conductive rubber, ball bearing, swivel casters. Stand is used for administering intravenous solutions.
M4645 | Patient Transfer Device | 1 | VV | A patient transfer board designed to make lateral patient transfers safer for staff and be more comfortable for the patients. The board uses a smooth, low friction and static free surface to eliminate the need for metal rollers. The board has a soft foam core that makes them lightweight for ease of use and storage. The long board device also enables the transfer of a patient in the seated or Fowler position. The boards come in three sizes with the long board being foldable. The dimensions and price are for the long wide board.
M7401 | Light, Exam, Mobile, Spotlight, Mobile Stand | 1 | VV | The exam light shall be a mobile floor unit. The light will be a halogen bulb or LED that can produce a continuous and homogeneous spot of light adjustable from 5 to 9 inches in diameter from a set distance. The light intensity shall be a minimum of 750 foot-candles at a distance of 16 inches and have a color temperature of 3,200 degrees Kelvin. The unit will consist of an arm or sleeve of approximately 45 inches in length to allow for easy arm rotation and arm movement up and down. The unit shall be mounted on a caster base for easy movement.,
M7650 | Defibrillator/Monitor, Acute Care | 1 | VV | Portable defibrillator/monitor for acute care includes biphasic defibrillator, pacing, SPO2, Interpretive 12-lead, NIBP monitoring, EtCO2 monitoring, Invasive pressure monitoring, Vital Sign monitoring, temperature probe, Fax transmission, PCMCIA Data Cards, Paddle accessories, and a color LCD.
M7910 | Thermometer, Electronic | 1 | VV | Electronic thermometer. Pocket size unit with easy to read zero Fahrenheit or zero Centigrade LCD display in approximately 20 seconds. Battery operated and enclosed in a heavy duty plastic case. Unit is hand-held portable and may be stand or wall mounted. For patient body temperature readings.
M8770 | Aspirator/Pressure Unit, General Purpose | 1 | VV | General purpose suction/pressure apparatus. Double stainless steel console unit with a 1/8 HP motor, stand-mounted. Stands include 2 1/2" casters with chemical resistant top. Pumps suction capacity: 22 LPM. Unit includes collection bottle, bacteria filter and suction regulating valve. Used for oral/nasal, tracheal suctioning and other emergency purposes.
M8810 | Stand, Mayo | 1 | VV | Adjustable instrument table. Table is corrosion resistant stainless steel construction and is mounted on two casters with two skid rails. It has telescopic upright adjusts from 39 inches to 60 inches with automatic locking device, and removable 13"x19" instrument tray. Designed for use in operating and procedure rooms.
M8825 | Table, Instrument/Dressing, CRS, approx. 36x20x34 | 1 | VV | Instrument and dressing table. Made of corrosion resistant stainless steel with a sound deadened top. Includes guard rail, shelf and two side-by-side drawers. The table is mounted on swivel, ball-bearing casters.
M8826 | Table, Instrument/Dressing CRS 60x24x34 | 1 | VV | Stainless steel instrument table with shelf and three inch casters made of rubber with double ball bearing casters. Dimensions are 60x24x34.
P1965 | Eyewash, Eye/Face, Sink Mounted, Hands-free | 1 | CC | A sink mounted eyewash station. The unit is designed for emergency eye and face rinsing from soft flow dual spray-heads. The Flow must be activated by the single momentary action and remain on until terminated.
X2100 | Scanner, Ultrasound, General Purpose | 1 | VV | High definition, diagnostic ultrasound system for Radiology, Cardiology, Vascular, ob-gyn, Perinatology, and Surgical imaging applications. The unit employs curved, phased and linear array imaging technology. The system supports colorflow, pulse and continuous wave imaging modalities. On board software measurement packages available for all imaging applications. The system is DICOM 3.0 compatible, for easy linkage to filmless image management systems and review stations. In addition, a full line of probes and conventional recording devices are available.
X3145 | Screen, X-Ray, Protective, Mobile | 1 | VV | Mobile X-ray protective screen/barrier. The X-ray barrier provides optically-clear visibility while shielding medical personnel from scatter radiation. Its large clear Pb lead-plastic or acrylic window offers 0.5 mm lead-equivalent protection to the user's head and upper body. The unit is used for effective radiation protection of department personnel during vascular or other procedures. This unit can fit any application with its mobility. Adjustable screens are also available.
X3150 | Rack, Apron/Gloves, Wall Mounted | 1 | CC | Apron and gloves rack. This is a wall unit which holds aprons and gloves. The body is heavy gauge steel finish in gray or green baked enamel, glove and apron holding arms are aluminum. The unit's convenient on wall storage will prolong the useful life of your protection aprons by helping prevent damage to internal components.
X3155 | Rack, Apron/Gloves, Mobile | 1 | VV | Apron and gloves rack. This is a mobile unit which holds aprons and gloves. The body is heavy gauge steel finish in gray or green baked enamel, glove and apron holding arms are aluminum.
X6196 | Injector, CT | 1 | VC | CT injector. This unit is a specialized radiographic system that provides sharp, well-defined visual images of the vascular anatomy. The injector introduces a vision radiopaque fluid (contrast medium) into an artery or vein through a small catheter, making vessels contrast with their more radiolucent surrounding. The unit incorporates an electromechanical or pneumatically driven syringe to deliver the contrast medium. The syringe assemblies consist of an electric motor connected to a jackscrew that moves the syringe piston into or out of the syringe barrel. The unit is used in hospitals with radiographic procedures. The unit can be ceiling, wall, or remote stand mounted.
X6240 | Radiographic Unit, Computerized Tomography (CT) | 1 | VC | The CT Scanner System is an noninvasive radiographic technique that involves the reconstruction of a tomographic plane of the body from a large number of collected x-ray absorption measurements taken during a scan around the body's periphery. The CT System shall be a single gantry, whole body scanning system appropriate to support tertiary care facilities with an annual projected workload of less than 5,500 separate studies. System includes DICOM 3.0 or latest version software protocol. System to be procured with turnkey installation.
12 - CI087 - ED CT Control Room, Imgng Svcs | 12 - CI087 - ED CT Control Room, Imgng Svcs | 12 - CI087 - ED CT Control Room, Imgng Svcs | 12 - CI087 - ED CT Control Room, Imgng Svcs | 12 - CI087 - ED CT Control Room, Imgng Svcs
JSN | NAME | QTY | ACQ/INS | DESCRIPTION
A1010 | Telecommunication Outlet | 8 | VV | Telecommunication outlet location.
A1015 | Telephone, Desk, Multiple Line | 1 | VV | Telephone, desk, multiple line.
A5077 | Dispenser, Hand Sanitizer, Hands-Free | 1 | VV | A touch free wall-mounted hand sanitizer dispenser. For use throughout a healthcare facility. Unit does not include the sanitizing liquid. Units are battery operated.
A5096 | Infection Control Center, Wall-Mounted | 1 | VV | Wall mounted infection control center designed for public waiting and reception areas. Provides spaces for dispensing sanitizer, masks and tissues. Available in a variety of finishes and wood framing material.
CT030 | Countertop, High Pressure Laminate | 2 | CC | High pressure laminate countertop (composition of wood particle core with plastic laminate surface) having a hard smooth surface finish, standard thickness of 1", and a 4" butt backsplash/curb. Also referred to as a work surface or work top. Available in a wide choice of colors, patterns, and depths. Used in general purpose areas requiring a basic work surface arrangement with limited heat resistance and poor chemical resistance. Pricing based upon a 24" depth.
F0275 | Chair, Swivel, High Back | 5 | VV | Highback contemporary swivel chair, 41" high X 23" wide X 23" deep with five (5) caster swivel base and arms. Chair may be used at desks or in conference rooms. Back and seat are foam padded and upholstered with either woven textile fabric or vinyl.
F0340 | Stool, Self Adjusting | 1 | VV | Self adjusting stool. Consists of a foam padded upholstered seat with attached foot rest for added comfort. Mounted on swivel casters. Designed for doctor's use during examinations.
F2000 | Basket, Wastepaper, Fire Resistant | 1 | VV | Wastepaper basket, fire resistant, approximately 40 quart capacity. This unit is used to collect and temporarily store small quantities of paper refuse in patient rooms, administrative areas and nursing stations. Size and shape varies depending on the application and manufacturer selected.
F2700 | Reader, Bar Code, Hand Held, With Interface | 1 | VV | Hand held laser bar code reader with computer interface. Used for automated inventory, using bar code stickers / labels. Convenience outlet required at point of use.
F3065 | Whiteboard/Bulletin Board, Combination | 1 | VV | A combination whiteboard and bulletin board, half LCS and half cork. Available with either aluminum or wood frame. It can be used in patient rooms or in any appropriate space in the facility.
M1801 | Computer, Microprocessing, w/Flat Panel Monitor | 3 | VV | Desk top microprocessing computer. The unit shall consist of a central processing mini tower, flat panel monitor, keyboard, mouse and speakers. The system shall have the following minimum characteristics: a 2.8 GHz Pentium processor; 512 MB memory; 80GB hard drive; 32/48x CD-ROMDVD combo; 1.44MB network interface card; video 32 MB NVIDIA; a 18 inch flat panel monitor. The computer is used throughout the facility to input, manipulate and retrieve information.
M1830 | Printer, Label, Pharmacy | 1 | VV | Label printer for use in pharmacy applications. The printer shall be bench top standing. It shall be flexible enough to accommodate label sizes up to 4 inches, with a minimum print speed of 6 inches per second and a minimum resolution of 203 dpi.
M1840 | Printer/Copier/Fax Combination | 1 | VV | Multifunctional printer, fax, scanner and copier (PFC) all-in-one machine.
X4112 | Console, PACS, Remote View, w/Two 2MP Monitors | 1 | VV | Two monitor remote viewing station for picture archiving and retrieval (PACS) system. This station is for use by providers inside or outside of radiology to review images. Station includes local image storage, image manipulation, and simultaneous display of multiple images on two 1200 x 1600 image display monitors. Images are stored on a resident hard disk and roll off the disk as more recent images are sent to the station. Provider may request images from the PACS. Unit must be connected to the PACS by LAN for image and result receipt. This station is for use in areas like radiologist's offices and the E.R. where a more comprehensive system is required. Console must be DICOM compliant. Input may be by keyboard, mouse, trackball or voice activated commands.
13 - CI088 - ED CT System Component Room, Imgng Svcs | 13 - CI088 - ED CT System Component Room, Imgng Svcs | 13 - CI088 - ED CT System Component Room, Imgng Svcs | 13 - CI088 - ED CT System Component Room, Imgng Svcs | 13 - CI088 - ED CT System Component Room, Imgng Svcs
JSN | NAME | QTY | ACQ/INS | DESCRIPTION
A1010 | Telecommunication Outlet | 7 | VV | Telecommunication outlet location.
A1012 | Telephone, Wall Mounted, 1 Line | 1 | VV | Telephone, wall mounted, 1 line.
14 - SB201 - ED CT Patient Toilet, Bldg Sprt | 14 - SB201 - ED CT Patient Toilet, Bldg Sprt | 14 - SB201 - ED CT Patient Toilet, Bldg Sprt | 14 - SB201 - ED CT Patient Toilet, Bldg Sprt | 14 - SB201 - ED CT Patient Toilet, Bldg Sprt
JSN | NAME | QTY | ACQ/INS | DESCRIPTION
A1067 | Mirror, Float Glass, ADA Accessible | 1 | CC | A high quality 1/4" polished float glass mirror with a stainless steel frame. Frame holds mirror in a tilted position for accessibility and compliance with ADA requirements. Mirror has a galvanized steel back secured to frame with concealed screws with integral horizontal hanging brackets. Mirror shall be approximately 18" wide and 36" high. Other sizes are available.
A5075 | Dispenser, Soap, Disposable | 1 | VV | Disposable soap dispenser. One-handed dispensing operation. Designed to accommodate disposable soap cartridge and valve.
A5082 | Dispenser, Paper Towel, Sensor, Hands Free | 1 | CC | A surface mounted, sensor activated, automatic, roll paper towel dispenser. The unit dispenses a paper towel automatically only when hands are place in position below the dispenser for maximum sanitation and hygiene. May include adjustable settings for sheet length, time delay, and sensor range. Unit is battery operated or with optional AC power adapter.
A5090 | Disposal, Sanitary Napkin, SS, Surface Mounted | 1 | CC | A surface mounted, satin finish stainless steel, sanitary napkin disposal. Disposal features a flip-up cover, secured to the container by a heavy duty stainless steel piano-hinge. Disposal may be secured to wall or toilet partition. For general purpose use in female toilet stalls or rooms and uni-sex toilet rooms.
A5109 | Grab Bar, 1-1/4" Dia., SS, 2 Wall, W/C Accessible | 1 | CC | A 1-1/4" diameter, satin finish stainless steel, peened gripping surface, 2 wall toilet stall/ room, grab bar with concealed mounting flanges. Snap over flanges are provided to conceal mounting screws. A selection of mounting kits and concealed anchor devices are available from the manufacturers for different types of installations. Grab bar shall comply with barrier-free accessibility guidelines for structural strength. For typical water closet applications in toilet stalls and rooms where ADA (American's With Disabilities Act) requirements must be met.
A5145 | Hook, Garment, Double, SS, Surface Mounted | 1 | CC | A surface mounted, satin finish stainless steel, double garment hook. Equipped with a concealed mounting bracket that is secured to a concealed wall plate. For general purpose use throughout the facility to hang various items of apparel.
A5200 | Dispenser, Toilet Tissue, SS, 2-Roll, Surface Mntd | 1 | CC | A concealed surface mounted, double roll, satin finish stainless steel, toilet tissue dispenser. Unit accommodates two standard-core toilet tissue rolls through 5" in diameter. Spindles are chrome plated plastic with a heavy-duty internal spring and turn freely for non-controlled delivery. For general purpose use in restrooms.
F2010 | Basket, Wastepaper, Step-On | 1 | VV | "Step-on" wastepaper basket with inner liner and foot petal activated flip top.
P3000 | Lavatory, Vitreous China, Straight Back | 1 | CC | Wall mounted, vitreous china lavatory (approximate bowl size 7"x15"x10") with: straight-front apron, straight or contoured back; faucet holes on 4" centers; gooseneck spout; wrist blade handles; and grid strainer. It shall be suitable for use in clinics, offices, washrooms or patient care areas.
P9050 | Toilet, Wall Hung, Siphon Jet | 1 | CC | Siphon jet water closet/ toilet. This unit is wall hung with an elongated bowl, top spud flushometer, seat with open front and check hinge, and carrier. Used in restrooms throughout the health care facility.
16 - CI539 - ED CT Automated Supply Dispenser Unit (ASDU) Alcove, Imgng Svcs | 16 - CI539 - ED CT Automated Supply Dispenser Unit (ASDU) Alcove, Imgng Svcs | 16 - CI539 - ED CT Automated Supply Dispenser Unit (ASDU) Alcove, Imgng Svcs | 16 - CI539 - ED CT Automated Supply Dispenser Unit (ASDU) Alcove, Imgng Svcs | 16 - CI539 - ED CT Automated Supply Dispenser Unit (ASDU) Alcove, Imgng Svcs
JSN | NAME | QTY | ACQ/INS | DESCRIPTION
A1010 | Telecommunication Outlet | 2 | VV | Telecommunication outlet location.
M3155 | Cabinet, Inventory Management System | 1 | VV | Asset tracking of high-value consumables using RTLS. The system is customizable utilizing an assortment of cabinet options and, RTLS software. Combined with the RTLS software it creates a smart supply system with the ability to maintain an accurate view of inventory levels, usage, and status of high-value medical devices.
17 - SB737 - ED Clean Utility Room, Lgstcs Svc | 17 - SB737 - ED Clean Utility Room, Lgstcs Svc | 17 - SB737 - ED Clean Utility Room, Lgstcs Svc | 17 - SB737 - ED Clean Utility Room, Lgstcs Svc | 17 - SB737 - ED Clean Utility Room, Lgstcs Svc
JSN | NAME | QTY | ACQ/INS | DESCRIPTION
E0906 | Locker, Supply, General, Wall Mtd, 23"W x 20"D | 1 | VV | THIS TYPICAL INCLUDES: 1 Wall Mounted Rail 1 Locked Storage Container 2 Tray/Shelves 1 Drawer, 3"H 3 Drawers, 6"H 2 Drawers, 9"H 1 Tray/Shelf Divider Drawer Organizer Bins Consider the need for an E0921 to transport the locker from place to place.
E0912 | Locker, Supply, Med Surg, Wall Mtd | 1 | VV | Medical/Surgical Supply locker, Wall Mounted, approximately 23"W x 20"D. THIS TYPICAL INCLUDES: 1 Wall Mounted Rail 1 Locked Storage Container 4 Tray/Shelves 5 Drawers, 3"H 2 Drawers, 6"H 2 Tray/Shelf Dividers Drawer Organizer Bins Consider the need for an E0921 to transport the locker from place to place.
E1500 | Rail, MOD, W/MNTD, HX144XD | 1 | VV | Wall mounted rail used for hanging (mounting) lockers, shelves and drawers on a wall.
F2000 | Basket, Wastepaper, Fire Resistant | 1 | VV | Wastepaper basket, fire resistant, approximately 40 quart capacity. This unit is used to collect and temporarily store small quantities of paper refuse in patient rooms, administrative areas and nursing stations. Size and shape varies depending on the application and manufacturer selected.
18 - SB743 - ED Soiled Utility Room, Lgstcs Svc | 18 - SB743 - ED Soiled Utility Room, Lgstcs Svc | 18 - SB743 - ED Soiled Utility Room, Lgstcs Svc | 18 - SB743 - ED Soiled Utility Room, Lgstcs Svc | 18 - SB743 - ED Soiled Utility Room, Lgstcs Svc
JSN | NAME | QTY | ACQ/INS | DESCRIPTION
A1012 | Telephone, Wall Mounted, 1 Line | 1 | VV | Telephone, wall mounted, 1 line.
A5075 | Dispenser, Soap, Disposable | 1 | VV | Disposable soap dispenser. One-handed dispensing operation. Designed to accommodate disposable soap cartridge and valve.
A5077 | Dispenser, Hand Sanitizer, Hands-Free | 1 | VV | A touch free wall-mounted hand sanitizer dispenser. For use throughout a healthcare facility. Unit does not include the sanitizing liquid. Units are battery operated.
A5080 | Dispenser, Paper Towel, SS, Surface Mounted | 1 | CC | A surface mounted, satin finish stainless steel, single-fold, paper towel dispenser. Dispenser features: tumbler lock; front hinged at bottom; and refill indicator slot. Minimum capacity 400 single-fold paper towels. For general purpose use throughout the facility.
A5106 | Waste Disposal Unit, Sharps w/Glove Dispenser | 1 | VV | The unit is designed for the disposal of sharps and complies with OSHA guidelines for the handling of sharps. It shall house a 5 quart container and be capable of being mounted on a wall. It shall have a glove dispenser attached. The unit shall be secured by a locked enclosure.
C04F0 | Cabinet, U/C/B, 1 Shelf, 2 Half DR, 2 DO, 36x36x22 | 1 | CC | Standing height under counter base cabinet with an adjustable shelf and two half width drawers above solid hinged doors. Also referred to as a combination cabinet or a drawer and cupboard cabinet. For general purpose use throughout the facility.
C05P0 | Cabinet, Sink, U/C/B, 2 Door, 36x48x22 | 1 | CC | Standing height under counter base sink cabinet with solid hinged doors. Also referred to as a double-door sink cabinet. For general purpose use throughout the facility where a sink is to be used. Coordinate actual clear cabinet dimension with the actual outside dimension of sink that is specified to ensure that they are compatible.
CS200 | Sink, SS, Single Compartment, 12x28x16 ID | 1 | CC | Single compartment stainless steel sink, drop-in, self-rimming, ledge-type, connected with a drain and provided with a mixing faucet. It shall also be provided with pre-punched fixture holes on 4" center, integral back ledge to accommodate deck-mounted fixtures, brushed/polished interior and top surfaces, and sound deadened. Recommended for use in suspended or U/C/B sink cabinets having a high plastic laminate or Chemsurf laminate countertop/work surface. Coordinate actual outside sink dimensions with the actual clear dimension of cabinet specified to ensure that they are compatible. For general purpose use throughout the facility.
CT050 | Countertop, Stainless Steel | 1 | CC | Stainless steel countertop (composition of heavy-gauge Type No. 304 stainless steel) having a smooth satin finish and integral 4" backsplash/curb. Also referred to as a corrosion-resistant steel work surface or work top. Available in various depths. Used in areas where excellent ease of cleaning, abrasion resistance, bacteria resistance, impact resistance, load capacity and moisture resistance, are of concern. Pricing based upon a 24" depth.
F2020 | Can, Trash, 44 Gallon | 1 | VV | Forty four (44) gallon trash can, 32" high X 24" diameter, with lid. Used to collect and transport refuse from a point of origin to point of disposal (example: from soiled utility or a nursing unit to the trash compactor at housekeeping).
P2000 | Eyewash, Wall Mounted, Hands-Free | 1 | CC | Wall mounted emergency eye wash station. The flow of water from the unit is activated by hand. Upon initiation of water flow the unit will operate hands free to provide streams of water to clear foreign particles or dilute caustic liquids from the eyes in emergency situations. Used in laboratories and areas of the hospital where employees are subject to foreign bodies or liquid material to the eyes.
P2450 | Valve, Mixing, Thermostatic | 1 | CC | Thermostatic mixing valve with washout hose. Used with portable whirlpool equipment. Thermostatic valve is used to maintain temperature between 70 and 110 degree Fahrenheit, with a flow rate of 20 gallons a minute. The washout hose assembly is used to wash out tanks after treatment. Used in physical therapy department to provide comfortable water temperature for patient treatments.
P3100 | Lavatory, Vitreous China, Slab Type | 1 | CC | Wall mounted, slab type, vitreous china, lavatory (approximate bowl size 7"x15"x10") with: faucet holes on 4" centers; gooseneck spout; wrist blade handles; and grid strainer. It shall be suitable for use in clinics, offices, washrooms or patient care area.
19 - CI521 - ED Lead Apron Alcove, Imgng Svcs | 19 - CI521 - ED Lead Apron Alcove, Imgng Svcs | 19 - CI521 - ED Lead Apron Alcove, Imgng Svcs | 19 - CI521 - ED Lead Apron Alcove, Imgng Svcs | 19 - CI521 - ED Lead Apron Alcove, Imgng Svcs
JSN | NAME | QTY | ACQ/INS | DESCRIPTION
X3155 | Rack, Apron/Gloves, Mobile | 1 | VV | Apron and gloves rack. This is a mobile unit which holds aprons and gloves. The body is heavy gauge steel finish in gray or green baked enamel, glove and apron holding arms are aluminum.
20 - SC856 - ED Imaging PPE Alcove, SPS | 20 - SC856 - ED Imaging PPE Alcove, SPS | 20 - SC856 - ED Imaging PPE Alcove, SPS | 20 - SC856 - ED Imaging PPE Alcove, SPS | 20 - SC856 - ED Imaging PPE Alcove, SPS
JSN | NAME | QTY | ACQ/INS | DESCRIPTION
A5145 | Hook, Garment, Double, SS, Surface Mounted | 4 | CC | A surface mounted, satin finish stainless steel, double garment hook. Equipped with a concealed mounting bracket that is secured to a concealed wall plate. For general purpose use throughout the facility to hang various items of apparel.
A5160 | Shelf, 8" Depth, SS, Surface Mounted | 1 | CC | A surface mounted, satin finish, stainless steel shelf with a minimum depth of 8". Mounting brackets are welded to shelf. Shelf is available in various widths. For general purpose use in scrub areas/rooms or other areas of the facility where a SS shelf is required. Pricing based upon a 36" width.
F2020 | Can, Trash, 44 Gallon | 1 | VV | Forty four (44) gallon trash can, 32" high X 24" diameter, with lid. Used to collect and transport refuse from a point of origin to point of disposal (example: from soiled utility or a nursing unit to the trash compactor at housekeeping).
M2035 | Rack, Storage, Mobile, Wire, CRS | 1 | VV | Mobile, wire, storage rack. Unit has open, fully adjustable, corrosion resistant wire surfaces and is mounted on stem casters. Used for linen or other general purpose storage and transport. Racks are provided in various sizes and configurations. The price provided is for a unit approximately 68"H x 18"D x 48"W with four shelves, bumpers, two swivel and two braking casters.
21 - SS218 - ED Imaging Staff Workstation, Stff Sprt | 21 - SS218 - ED Imaging Staff Workstation, Stff Sprt | 21 - SS218 - ED Imaging Staff Workstation, Stff Sprt | 21 - SS218 - ED Imaging Staff Workstation, Stff Sprt | 21 - SS218 - ED Imaging Staff Workstation, Stff Sprt
JSN | NAME | QTY | ACQ/INS | DESCRIPTION
A1010 | Telecommunication Outlet | 2 | VV | Telecommunication outlet location.
A1015 | Telephone, Desk, Multiple Line | 1 | VV | Telephone, desk, multiple line.
E0123 | Workstation, Straight, Free Standing, 72" W | 1 | VV | This JSN will provide a whole work station typical to quickly plan work in areas in clinical or administrative spaces. There will be a price decrease if typical work stations are used with vertical hanging strips instead of panels. THIS TYPICAL INCLUDES: 4 Standard Solid Panels 2 Panel Connectors, 2-Way Corner 1 Panel-to-Panel Connector 2 Finished End Hardware 1 Cantilevered, Work Surface 2 Lockable Flipper Units 2 Shelf, Storage/Displays 2 Lights 1 Tack board 1 Tool Rail 1 Paper Tray 1 Diagonal Tray 1 Adjustable Keyboard Tray 1 Mobile Pedestal, Box/File
F0275 | Chair, Swivel, High Back | 1 | VV | Highback contemporary swivel chair, 41" high X 23" wide X 23" deep with five (5) caster swivel base and arms. Chair may be used at desks or in conference rooms. Back and seat are foam padded and upholstered with either woven textile fabric or vinyl.
F0420 | Cabinet, Filing, Lateral, Half Height | 1 | VV | Half height two (2) or three (3) drawer lateral filing cabinet, 28" high X 42" wide X 18" deep with recessed handles, locking device and drawer label holders. Drawers are adaptable to either letter or legal size materials.
F2000 | Basket, Wastepaper, Fire Resistant | 1 | VV | Wastepaper basket, fire resistant, approximately 40 quart capacity. This unit is used to collect and temporarily store small quantities of paper refuse in patient rooms, administrative areas and nursing stations. Size and shape varies depending on the application and manufacturer selected.
M1801 | Computer, Microprocessing, w/Flat Panel Monitor | 1 | VV | Desk top microprocessing computer. The unit shall consist of a central processing mini tower, flat panel monitor, keyboard, mouse and speakers. The system shall have the following minimum characteristics: a 2.8 GHz Pentium processor; 512 MB memory; 80GB hard drive; 32/48x CD-ROMDVD combo; 1.44MB network interface card; video 32 MB NVIDIA; a 18 inch flat panel monitor. The computer is used throughout the facility to input, manipulate and retrieve information.
22 - SB191 - ED Imaging Staff Toilet, Bldg Sprt | 22 - SB191 - ED Imaging Staff Toilet, Bldg Sprt | 22 - SB191 - ED Imaging Staff Toilet, Bldg Sprt | 22 - SB191 - ED Imaging Staff Toilet, Bldg Sprt | 22 - SB191 - ED Imaging Staff Toilet, Bldg Sprt
JSN | NAME | QTY | ACQ/INS | DESCRIPTION
A1067 | Mirror, Float Glass, ADA Accessible | 1 | CC | A high quality 1/4" polished float glass mirror with a stainless steel frame. Frame holds mirror in a tilted position for accessibility and compliance with ADA requirements. Mirror has a galvanized steel back secured to frame with concealed screws with integral horizontal hanging brackets. Mirror shall be approximately 18" wide and 36" high. Other sizes are available.
A4995 | Table, Diaper Changing, Wall Mounted | 1 | CC | Wall mounted diaper changing table for use in public restrooms. Unit is a fold down system that folds upward when not in use for minimal intrusion into the room. Changing surface is contoured and has safety belt to insure that an infant will not fall from the table. Table is designed to hold no less than 250 pounds static weight. Closed dimensions are approximately 21" H x 36" W x 5" D. Open dimensions vary according to style. One system's open dimensions are 15 " high, 32" wide and 19" deep.
A5075 | Dispenser, Soap, Disposable | 1 | VV | Disposable soap dispenser. One-handed dispensing operation. Designed to accommodate disposable soap cartridge and valve.
A5082 | Dispenser, Paper Towel, Sensor, Hands Free | 1 | CC | A surface mounted, sensor activated, automatic, roll paper towel dispenser. The unit dispenses a paper towel automatically only when hands are place in position below the dispenser for maximum sanitation and hygiene. May include adjustable settings for sheet length, time delay, and sensor range. Unit is battery operated or with optional AC power adapter.
A5090 | Disposal, Sanitary Napkin, SS, Surface Mounted | 1 | CC | A surface mounted, satin finish stainless steel, sanitary napkin disposal. Disposal features a flip-up cover, secured to the container by a heavy duty stainless steel piano-hinge. Disposal may be secured to wall or toilet partition. For general purpose use in female toilet stalls or rooms and uni-sex toilet rooms.
A5109 | Grab Bar, 1-1/4" Dia., SS, 2 Wall, W/C Accessible | 1 | CC | A 1-1/4" diameter, satin finish stainless steel, peened gripping surface, 2 wall toilet stall/ room, grab bar with concealed mounting flanges. Snap over flanges are provided to conceal mounting screws. A selection of mounting kits and concealed anchor devices are available from the manufacturers for different types of installations. Grab bar shall comply with barrier-free accessibility guidelines for structural strength. For typical water closet applications in toilet stalls and rooms where ADA (American's With Disabilities Act) requirements must be met.
A5145 | Hook, Garment, Double, SS, Surface Mounted | 1 | CC | A surface mounted, satin finish stainless steel, double garment hook. Equipped with a concealed mounting bracket that is secured to a concealed wall plate. For general purpose use throughout the facility to hang various items of apparel.
A5200 | Dispenser, Toilet Tissue, SS, 2-Roll, Surface Mntd | 1 | CC | A concealed surface mounted, double roll, satin finish stainless steel, toilet tissue dispenser. Unit accommodates two standard-core toilet tissue rolls through 5" in diameter. Spindles are chrome plated plastic with a heavy-duty internal spring and turn freely for non-controlled delivery. For general purpose use in restrooms.
F2010 | Basket, Wastepaper, Step-On | 1 | VV | "Step-on" wastepaper basket with inner liner and foot petal activated flip top.
P3200 | Lavatory, Vitreous China, Slab Type w/Sens Op Fauc | 1 | CC | Wall mounted, slab type, vitreous china, lavatory (approximately 7 x 15 x 10 inches) with faucet holes on 4 inch centers; electronic sensor operated, goose neck spout and grid strainer. It shall be suitable for use in clinics, offices and patient care areas.
P9050 | Toilet, Wall Hung, Siphon Jet | 1 | CC | Siphon jet water closet/ toilet. This unit is wall hung with an elongated bowl, top spud flushometer, seat with open front and check hinge, and carrier. Used in restrooms throughout the health care facility.
23 - SB258 - ED Imaging Patient Wheelchair / Stretcher / Lift Parking, Bldg Sprt | 23 - SB258 - ED Imaging Patient Wheelchair / Stretcher / Lift Parking, Bldg Sprt | 23 - SB258 - ED Imaging Patient Wheelchair / Stretcher / Lift Parking, Bldg Sprt | 23 - SB258 - ED Imaging Patient Wheelchair / Stretcher / Lift Parking, Bldg Sprt | 23 - SB258 - ED Imaging Patient Wheelchair / Stretcher / Lift Parking, Bldg Sprt
JSN | NAME | QTY | ACQ/INS | DESCRIPTION
M4705 | Wheelchair, Patient Transport, Folding | 1 | VV | Folding patient transport wheelchair. Constructed of chrome plated steel with detachable armrest and footrests. Unit has heavy duty front casters with sealed radial high-precision ball bearing assembly. Unit is used for patient transport.
M4710 | Wheelchair, Patient, Bariatric, Transport, Folding | 1 | VV | Folding bariatric patient transport wheelchair with a capacity of at least 500 lbs. Constructed with a heavy duty steel frame and double cross brace, with detachable armrest and swing away footrests. Unit has heavy duty front casters and rear wheels with precision wheel bearings in front and rear assembly. Unit is used for patient movement.
24 - SC180 - ED Portable Imaging Equipment Alcove, Clncl Sprt | 24 - SC180 - ED Portable Imaging Equipment Alcove, Clncl Sprt | 24 - SC180 - ED Portable Imaging Equipment Alcove, Clncl Sprt | 24 - SC180 - ED Portable Imaging Equipment Alcove, Clncl Sprt | 24 - SC180 - ED Portable Imaging Equipment Alcove, Clncl Sprt
JSN | NAME | QTY | ACQ/INS | DESCRIPTION
X4780 | Radiographic Unit, Mobile, Battery, 100 mA, 100kVp | 1 | VV | Mobile radiographic, rechargeable battery powered x-ray unit. The unit is 100 mA, 110 kVp. For use in surgery or patient treatment areas.
8 - AMBULANCE / EMS AREA | 8 - AMBULANCE / EMS AREA | 8 - AMBULANCE / EMS AREA | 8 - AMBULANCE / EMS AREA | 8 - AMBULANCE / EMS AREA
1 - CED52 - EMS Decontamination Shower, ED | 1 - CED52 - EMS Decontamination Shower, ED | 1 - CED52 - EMS Decontamination Shower, ED | 1 - CED52 - EMS Decontamination Shower, ED | 1 - CED52 - EMS Decontamination Shower, ED
JSN | NAME | QTY | ACQ/INS | DESCRIPTION
A5030 | Bench, Stall, Shower, Built In | 2 | CC | Shower bench; built-in. Eighteen (18) gauge stainless steel frame with anchors built-in into the wall. Size and shape as required.
A5180 | Track, Cubicle, Surface Mounted, With Curtain | 2 | VV | Surface mounted cubicle track, with curtain. Track constructed of thick extruded aluminum. Equipped with self lubricating carriers, beaded drop chain hooks, and flame resistant curtain. To include removable end caps. Designed to be suspended around patient areas where privacy is needed. Price listed is per foot of the track, curtains to be priced per quote.
M3070 | Hamper, Linen, Mobile, w/Lid | 1 | VV | Mobile linen hamper with hand or foot operated lid. Made of heavy tubular stainless steel with heavy gauge welded steel platform. Holds 25" hamper bags. Mounted on ball bearing casters. For linen transport in hospitals and clinics.
M4655 | Stretcher, Mobile, CRS, 9 Position | 1 | VV | Mobile stretcher. All corrosion resistant stainless steel construction. It consists of a tubular frame with side rails, a 9-position hydraulic base with pneumatic fowler adjustment, and a 2" pad. Unit is mounted on 8" conductive casters. Designed for patient transport as well as for minor surgical procedures.
M4657 | Tabletop, Decontamination | 1 | VV | Hazmat tabletop decontamination tray that fits on any standard hospital gurney or stretcher. The tray shall be light-weight and impermeable, washable and reusable. It shall include two waste water containers/reservoirs; flexible drain hose; adjustable locking straps and spray nozzle. Used for emergency medical treatment and decontamination of a contaminated/injured patient.
P5040 | Shower, Single, Hand-Held | 4 | CC | A complete, barrier-free, single hand-held, personal shower system. The shower system includes: pressure balanced mixing valve with high temperature limit stop; personal hand shower; shower hose; wall supply; and slide bar. For general purpose use throughout the facility in shower stalls.
2 - CED53 - EMS Decontamination Patient Changing Room, ED | 2 - CED53 - EMS Decontamination Patient Changing Room, ED | 2 - CED53 - EMS Decontamination Patient Changing Room, ED | 2 - CED53 - EMS Decontamination Patient Changing Room, ED | 2 - CED53 - EMS Decontamination Patient Changing Room, ED
JSN | NAME | QTY | ACQ/INS | DESCRIPTION
A1010 | Telecommunication Outlet | 1 | VV | Telecommunication outlet location.
A5030 | Bench, Stall, Shower, Built In | 2 | CC | Shower bench; built-in. Eighteen (18) gauge stainless steel frame with anchors built-in into the wall. Size and shape as required.
A5075 | Dispenser, Soap, Disposable | 1 | VV | Disposable soap dispenser. One-handed dispensing operation. Designed to accommodate disposable soap cartridge and valve.
A5077 | Dispenser, Hand Sanitizer, Hands-Free | 1 | VV | A touch free wall-mounted hand sanitizer dispenser. For use throughout a healthcare facility. Unit does not include the sanitizing liquid. Units are battery operated.
A5080 | Dispenser, Paper Towel, SS, Surface Mounted | 1 | CC | A surface mounted, satin finish stainless steel, single-fold, paper towel dispenser. Dispenser features: tumbler lock; front hinged at bottom; and refill indicator slot. Minimum capacity 400 single-fold paper towels. For general purpose use throughout the facility.
C03P0 | Cabinet, Sink, U/C/B, 2 Door, 30" W | 1 | CC | Standing height under counter base sink cabinet. 36" H x 30" W x 22" D with two solid hinged doors. Also referred to as a double-door sink cabinet. For general purpose use throughout the facility where a sink is to be used. Coordinate actual clear cabinet dimension with the actual outside dimension of sink that is specified to ensure that they are compatible.
CS180 | Sink, SS, Single Compartment, 12x22x16 ID | 1 | CC | Single compartment stainless steel sink, drop-in, self-rimming, ledge-type, connected with a drain and provided with a mixing faucet. It shall also be provided with pre-punched fixture holes on 4" center, integral back ledge to accommodate deck-mounted fixtures, brushed/polished interior and top surfaces, and sound deadened. Recommended for use in suspended or U/C/B sink cabinets having a high plastic laminate or Chemsurf laminate countertop/work surface. Coordinate actual outside sink dimensions with the actual clear dimension of cabinet specified to ensure that they are compatible. For general purpose use throughout the facility.
CT020 | Countertop, Solid Surface | 1 | CC | A solid, nonporous countertop with a smooth seamless appearance. Easy to clean and maintain and with proper cleaning does not support the growth of mold. An acrylic-based solid surface product. Standard thickness of 1", and a 4" butt backsplash/curb. Also referred to as a work surface or work top. Available in a choice of colors and depths. Used in lab and other hospital areas requiring optimum physical and chemical resisting properties.
F0515 | Cart, Supply, Linen | 1 | VV | Closed linen supply cart. Equipped with four (4) non-marking rubber tire roller bearing casters and heavy duty cover. May be used for the delivery and user storage of clean linen as well as the return of soiled linen.
F2010 | Basket, Wastepaper, Step-On | 1 | VV | "Step-on" wastepaper basket with inner liner and foot petal activated flip top.
3 - CED54 - EMS Decontamination Storage Room, ED | 3 - CED54 - EMS Decontamination Storage Room, ED | 3 - CED54 - EMS Decontamination Storage Room, ED | 3 - CED54 - EMS Decontamination Storage Room, ED | 3 - CED54 - EMS Decontamination Storage Room, ED
JSN | NAME | QTY | ACQ/INS | DESCRIPTION
A1010 | Telecommunication Outlet | 1 | VV | Telecommunication outlet location.
F2000 | Basket, Wastepaper, Fire Resistant | 1 | VV | Wastepaper basket, fire resistant, approximately 40 quart capacity. This unit is used to collect and temporarily store small quantities of paper refuse in patient rooms, administrative areas and nursing stations. Size and shape varies depending on the application and manufacturer selected.
M2055 | Shelving, Storage, Wire, CRS, w/Adjustable Shelves | 2 | VV | Stationary, wire, shelving unit. Unit has fully adjustable shelves constructed of stainless steel. For use in general purpose storage areas. Shelving is provided in various sizes and configurations. Price provided is for a unit approximately 74"H x 18"D x 48"W with four shelves.
4 - CED51 - EMS Patient Drop-off, ED | 4 - CED51 - EMS Patient Drop-off, ED | 4 - CED51 - EMS Patient Drop-off, ED | 4 - CED51 - EMS Patient Drop-off, ED | 4 - CED51 - EMS Patient Drop-off, ED
JSN | NAME | QTY | ACQ/INS | DESCRIPTION
A1203 | Lift System, Overhead, Bariatric | 1 | CC | An overhead ceiling mounted rail system specifically designed for bariatric patient lifting and movement within a patient room. The system will consist of recessed or ceiling mounted primary and secondary rails, lift motor with carriage, patient harness or seat, and a hand controller or control box with charger (other charging options may be available). System will facilitate lifting and movement of patient to and from bed, to stretcher, chair, bathroom or other requirements. Lifting capacity is 1000 pounds. Custom design of track layout by manufacturer is essential to meet individual facility requirements.
A5077 | Dispenser, Hand Sanitizer, Hands-Free | 1 | VV | A touch free wall-mounted hand sanitizer dispenser. For use throughout a healthcare facility. Unit does not include the sanitizing liquid. Units are battery operated.
M4645 | Patient Transfer Device | 1 | VV | A patient transfer board designed to make lateral patient transfers safer for staff and be more comfortable for the patients. The board uses a smooth, low friction and static free surface to eliminate the need for metal rollers. The board has a soft foam core that makes them lightweight for ease of use and storage. The long board device also enables the transfer of a patient in the seated or Fowler position. The boards come in three sizes with the long board being foldable. The dimensions and price are for the long wide board.
5 - CED55 - EMS Drop-off Storage Room, ED | 5 - CED55 - EMS Drop-off Storage Room, ED | 5 - CED55 - EMS Drop-off Storage Room, ED | 5 - CED55 - EMS Drop-off Storage Room, ED | 5 - CED55 - EMS Drop-off Storage Room, ED
JSN | NAME | QTY | ACQ/INS | DESCRIPTION
A1010 | Telecommunication Outlet | 2 | VV | Telecommunication outlet location.
F2000 | Basket, Wastepaper, Fire Resistant | 1 | VV | Wastepaper basket, fire resistant, approximately 40 quart capacity. This unit is used to collect and temporarily store small quantities of paper refuse in patient rooms, administrative areas and nursing stations. Size and shape varies depending on the application and manufacturer selected.
M2055 | Shelving, Storage, Wire, CRS, w/Adjustable Shelves | 1 | VV | Stationary, wire, shelving unit. Unit has fully adjustable shelves constructed of stainless steel. For use in general purpose storage areas. Shelving is provided in various sizes and configurations. Price provided is for a unit approximately 74"H x 18"D x 48"W with four shelves.
6 - SB291 - ED EMS Vestibule, Bldg Sprt | 6 - SB291 - ED EMS Vestibule, Bldg Sprt | 6 - SB291 - ED EMS Vestibule, Bldg Sprt | 6 - SB291 - ED EMS Vestibule, Bldg Sprt | 6 - SB291 - ED EMS Vestibule, Bldg Sprt
JSN | NAME | QTY | ACQ/INS | DESCRIPTION
A6046 | Artwork, Decorative, With Frame | 1 | VV | This JSN is to be used for determining and defining location of decorative artwork.
7 - SB258 - ED EMS Wheelchair / Stretcher / Lift Parking, Bldg Sprt | 7 - SB258 - ED EMS Wheelchair / Stretcher / Lift Parking, Bldg Sprt | 7 - SB258 - ED EMS Wheelchair / Stretcher / Lift Parking, Bldg Sprt | 7 - SB258 - ED EMS Wheelchair / Stretcher / Lift Parking, Bldg Sprt | 7 - SB258 - ED EMS Wheelchair / Stretcher / Lift Parking, Bldg Sprt
JSN | NAME | QTY | ACQ/INS | DESCRIPTION
M4705 | Wheelchair, Patient Transport, Folding | 1 | VV | Folding patient transport wheelchair. Constructed of chrome plated steel with detachable armrest and footrests. Unit has heavy duty front casters with sealed radial high-precision ball bearing assembly. Unit is used for patient transport.
M4710 | Wheelchair, Patient, Bariatric, Transport, Folding | 1 | VV | Folding bariatric patient transport wheelchair with a capacity of at least 500 lbs. Constructed with a heavy duty steel frame and double cross brace, with detachable armrest and swing away footrests. Unit has heavy duty front casters and rear wheels with precision wheel bearings in front and rear assembly. Unit is used for patient movement.
8 - CED56 - EMS Staging, ED | 8 - CED56 - EMS Staging, ED | 8 - CED56 - EMS Staging, ED | 8 - CED56 - EMS Staging, ED | 8 - CED56 - EMS Staging, ED
JSN | NAME | QTY | ACQ/INS | DESCRIPTION
A1010 | Telecommunication Outlet | 1 | VV | Telecommunication outlet location.
A5077 | Dispenser, Hand Sanitizer, Hands-Free | 1 | VV | A touch free wall-mounted hand sanitizer dispenser. For use throughout a healthcare facility. Unit does not include the sanitizing liquid. Units are battery operated.
F2000 | Basket, Wastepaper, Fire Resistant | 1 | VV | Wastepaper basket, fire resistant, approximately 40 quart capacity. This unit is used to collect and temporarily store small quantities of paper refuse in patient rooms, administrative areas and nursing stations. Size and shape varies depending on the application and manufacturer selected.
M0750 | Flowmeter, Air, Connect w/50 PSI Supply | 2 | VV | Air flowmeter. Unit has a stainless steel needle valve with clear flowtube for connection to 50 PSI air outlet from central pipeline system. Requires the appropriate adapter for connection to the wall outlet and fitting to connect to tubing. Database prices reflect fittings with an attached DISS power outlet. Other outlet and adapter configurations are available.
M0755 | Flowmeter, Oxygen, Low Flow | 4 | VV | Oxygen flowmeter. Consists of a clear crystal flowtube calibrated to 3.5 or 8 LPM depending on manufacturer. For oxygen regulation in hospital settings. Database pricing includes DISS fitting and DISS power outlet and wall adapter. Other fitting and adapter configurations are available.
M0765 | Regulator, Vacuum | 4 | VV | Vacuum pressure regulator for connection to central piped vacuum system. Standard display scale is graduated at least from 0 to 200 mm Hg of vacuum. Displays on specialized regulators may cover other vacuum ranges. Regulator type (continuous, intermittent, continuous/intermittent, surgical, pediatric, thoracic, etc.) as required. To be used in delivery, neonatal, pediatrics or any area where suction is required. Database pricing reflects continuous regulators graduated to 200 mm Hg with a full line vacuum selection switch and DISS configured inlets and outlets.
M4116 | Monitor, Vital Signs | 1 | VV | Electronic sphygmomanometer. LCD displays non-invasive blood pressure, pulse rate and temperature. Used in hospitals and clinics. Includes an optional mobile stand.
M4655 | Stretcher, Mobile, CRS, 9 Position | 1 | VV | Mobile stretcher. All corrosion resistant stainless steel construction. It consists of a tubular frame with side rails, a 9-position hydraulic base with pneumatic fowler adjustment, and a 2" pad. Unit is mounted on 8" conductive casters. Designed for patient transport as well as for minor surgical procedures.
9 - CED57 - EMS Staff Workstation, ED | 9 - CED57 - EMS Staff Workstation, ED | 9 - CED57 - EMS Staff Workstation, ED | 9 - CED57 - EMS Staff Workstation, ED | 9 - CED57 - EMS Staff Workstation, ED
JSN | NAME | QTY | ACQ/INS | DESCRIPTION
A1010 | Telecommunication Outlet | 2 | VV | Telecommunication outlet location.
A1015 | Telephone, Desk, Multiple Line | 1 | VV | Telephone, desk, multiple line.
E0120 | Workstation, Straight, Free Standing, 60" W | 1 | VV | This JSN will provide a whole work station typical to quickly plan work areas in clinical or administrative spaces. There will be a price decrease if typical work stations are used with vertical hanging strips instead of panels. THIS TYPICAL INCLUDES: 3 Standard Solid Panels 1 Panel - to Panel Connector 1 Panel Connector, 2-Way Corner 2 Finished End Hardware 1 Cantilevered, Work Surface 2 Lockable Flipper Units 2 Lights 1 Tack board 1 Tool Rail 1 Paper Tray 1 Diagonal Tray 1 Adjustable Keyboard Tray 1 Mobile Pedestal, Box/File 1 Support Panel
F0280 | Chair, Swivel, Low Back | 1 | VV | Low back contemporary swivel chair, 37" high X 25" wide X 31" deep with a five (5) caster swivel base, arms and foam padded seat and back upholstered with either woven textile fabric or vinyl.
F2000 | Basket, Wastepaper, Fire Resistant | 1 | VV | Wastepaper basket, fire resistant, approximately 40 quart capacity. This unit is used to collect and temporarily store small quantities of paper refuse in patient rooms, administrative areas and nursing stations. Size and shape varies depending on the application and manufacturer selected.
M1801 | Computer, Microprocessing, w/Flat Panel Monitor | 1 | VV | Desk top microprocessing computer. The unit shall consist of a central processing mini tower, flat panel monitor, keyboard, mouse and speakers. The system shall have the following minimum characteristics: a 2.8 GHz Pentium processor; 512 MB memory; 80GB hard drive; 32/48x CD-ROMDVD combo; 1.44MB network interface card; video 32 MB NVIDIA; a 18 inch flat panel monitor. The computer is used throughout the facility to input, manipulate and retrieve information.
10 - CED58 - EMS Supply Room, ED | 10 - CED58 - EMS Supply Room, ED | 10 - CED58 - EMS Supply Room, ED | 10 - CED58 - EMS Supply Room, ED | 10 - CED58 - EMS Supply Room, ED
JSN | NAME | QTY | ACQ/INS | DESCRIPTION
A1010 | Telecommunication Outlet | 1 | VV | Telecommunication outlet location.
F2000 | Basket, Wastepaper, Fire Resistant | 1 | VV | Wastepaper basket, fire resistant, approximately 40 quart capacity. This unit is used to collect and temporarily store small quantities of paper refuse in patient rooms, administrative areas and nursing stations. Size and shape varies depending on the application and manufacturer selected.
M2055 | Shelving, Storage, Wire, CRS, w/Adjustable Shelves | 1 | VV | Stationary, wire, shelving unit. Unit has fully adjustable shelves constructed of stainless steel. For use in general purpose storage areas. Shelving is provided in various sizes and configurations. Price provided is for a unit approximately 74"H x 18"D x 48"W with four shelves.
11 - SB191 - ED EMS Staff Toilet, Bldg Sprt | 11 - SB191 - ED EMS Staff Toilet, Bldg Sprt | 11 - SB191 - ED EMS Staff Toilet, Bldg Sprt | 11 - SB191 - ED EMS Staff Toilet, Bldg Sprt | 11 - SB191 - ED EMS Staff Toilet, Bldg Sprt
JSN | NAME | QTY | ACQ/INS | DESCRIPTION
A1067 | Mirror, Float Glass, ADA Accessible | 1 | CC | A high quality 1/4" polished float glass mirror with a stainless steel frame. Frame holds mirror in a tilted position for accessibility and compliance with ADA requirements. Mirror has a galvanized steel back secured to frame with concealed screws with integral horizontal hanging brackets. Mirror shall be approximately 18" wide and 36" high. Other sizes are available.
A4995 | Table, Diaper Changing, Wall Mounted | 1 | CC | Wall mounted diaper changing table for use in public restrooms. Unit is a fold down system that folds upward when not in use for minimal intrusion into the room. Changing surface is contoured and has safety belt to insure that an infant will not fall from the table. Table is designed to hold no less than 250 pounds static weight. Closed dimensions are approximately 21" H x 36" W x 5" D. Open dimensions vary according to style. One system's open dimensions are 15 " high, 32" wide and 19" deep.
A5075 | Dispenser, Soap, Disposable | 1 | VV | Disposable soap dispenser. One-handed dispensing operation. Designed to accommodate disposable soap cartridge and valve.
A5082 | Dispenser, Paper Towel, Sensor, Hands Free | 1 | CC | A surface mounted, sensor activated, automatic, roll paper towel dispenser. The unit dispenses a paper towel automatically only when hands are place in position below the dispenser for maximum sanitation and hygiene. May include adjustable settings for sheet length, time delay, and sensor range. Unit is battery operated or with optional AC power adapter.
A5090 | Disposal, Sanitary Napkin, SS, Surface Mounted | 1 | CC | A surface mounted, satin finish stainless steel, sanitary napkin disposal. Disposal features a flip-up cover, secured to the container by a heavy duty stainless steel piano-hinge. Disposal may be secured to wall or toilet partition. For general purpose use in female toilet stalls or rooms and uni-sex toilet rooms.
A5109 | Grab Bar, 1-1/4" Dia., SS, 2 Wall, W/C Accessible | 1 | CC | A 1-1/4" diameter, satin finish stainless steel, peened gripping surface, 2 wall toilet stall/ room, grab bar with concealed mounting flanges. Snap over flanges are provided to conceal mounting screws. A selection of mounting kits and concealed anchor devices are available from the manufacturers for different types of installations. Grab bar shall comply with barrier-free accessibility guidelines for structural strength. For typical water closet applications in toilet stalls and rooms where ADA (American's With Disabilities Act) requirements must be met.
A5145 | Hook, Garment, Double, SS, Surface Mounted | 1 | CC | A surface mounted, satin finish stainless steel, double garment hook. Equipped with a concealed mounting bracket that is secured to a concealed wall plate. For general purpose use throughout the facility to hang various items of apparel.
A5200 | Dispenser, Toilet Tissue, SS, 2-Roll, Surface Mntd | 1 | CC | A concealed surface mounted, double roll, satin finish stainless steel, toilet tissue dispenser. Unit accommodates two standard-core toilet tissue rolls through 5" in diameter. Spindles are chrome plated plastic with a heavy-duty internal spring and turn freely for non-controlled delivery. For general purpose use in restrooms.
F2010 | Basket, Wastepaper, Step-On | 1 | VV | "Step-on" wastepaper basket with inner liner and foot petal activated flip top.
P3200 | Lavatory, Vitreous China, Slab Type w/Sens Op Fauc | 1 | CC | Wall mounted, slab type, vitreous china, lavatory (approximately 7 x 15 x 10 inches) with faucet holes on 4 inch centers; electronic sensor operated, goose neck spout and grid strainer. It shall be suitable for use in clinics, offices and patient care areas.
P9050 | Toilet, Wall Hung, Siphon Jet | 1 | CC | Siphon jet water closet/ toilet. This unit is wall hung with an elongated bowl, top spud flushometer, seat with open front and check hinge, and carrier. Used in restrooms throughout the health care facility.
12 - CED59 - EMS Ambulance Garage, ED | 12 - CED59 - EMS Ambulance Garage, ED | 12 - CED59 - EMS Ambulance Garage, ED | 12 - CED59 - EMS Ambulance Garage, ED | 12 - CED59 - EMS Ambulance Garage, ED
JSN | NAME | QTY | ACQ/INS | DESCRIPTION
A1203 | Lift System, Overhead, Bariatric | 1 | CC | An overhead ceiling mounted rail system specifically designed for bariatric patient lifting and movement within a patient room. The system will consist of recessed or ceiling mounted primary and secondary rails, lift motor with carriage, patient harness or seat, and a hand controller or control box with charger (other charging options may be available). System will facilitate lifting and movement of patient to and from bed, to stretcher, chair, bathroom or other requirements. Lifting capacity is 1000 pounds. Custom design of track layout by manufacturer is essential to meet individual facility requirements.
A5077 | Dispenser, Hand Sanitizer, Hands-Free | 1 | VV | A touch free wall-mounted hand sanitizer dispenser. For use throughout a healthcare facility. Unit does not include the sanitizing liquid. Units are battery operated.
M4645 | Patient Transfer Device | 1 | VV | A patient transfer board designed to make lateral patient transfers safer for staff and be more comfortable for the patients. The board uses a smooth, low friction and static free surface to eliminate the need for metal rollers. The board has a soft foam core that makes them lightweight for ease of use and storage. The long board device also enables the transfer of a patient in the seated or Fowler position. The boards come in three sizes with the long board being foldable. The dimensions and price are for the long wide board.
9 - SUPPORT AREA | 9 - SUPPORT AREA | 9 - SUPPORT AREA | 9 - SUPPORT AREA | 9 - SUPPORT AREA
1 - CED61 - Medical Supplies Storage Room, ED | 1 - CED61 - Medical Supplies Storage Room, ED | 1 - CED61 - Medical Supplies Storage Room, ED | 1 - CED61 - Medical Supplies Storage Room, ED | 1 - CED61 - Medical Supplies Storage Room, ED
JSN | NAME | QTY | ACQ/INS | DESCRIPTION
A1010 | Telecommunication Outlet | 3 | VV | Telecommunication outlet location.
A1014 | Telephone, Wall Mounted, 1 Line, With Speaker | 1 | VV | Telephone, wall mounted, 1 line, with speaker.
F2000 | Basket, Wastepaper, Fire Resistant | 1 | VV | Wastepaper basket, fire resistant, approximately 40 quart capacity. This unit is used to collect and temporarily store small quantities of paper refuse in patient rooms, administrative areas and nursing stations. Size and shape varies depending on the application and manufacturer selected.
M2055 | Shelving, Storage, Wire, CRS, w/Adjustable Shelves | 2 | VV | Stationary, wire, shelving unit. Unit has fully adjustable shelves constructed of stainless steel. For use in general purpose storage areas. Shelving is provided in various sizes and configurations. Price provided is for a unit approximately 74"H x 18"D x 48"W with four shelves.
2 - SB737 - ED Satellite Sterile Supply Room, Lgstcs Svc | 2 - SB737 - ED Satellite Sterile Supply Room, Lgstcs Svc | 2 - SB737 - ED Satellite Sterile Supply Room, Lgstcs Svc | 2 - SB737 - ED Satellite Sterile Supply Room, Lgstcs Svc | 2 - SB737 - ED Satellite Sterile Supply Room, Lgstcs Svc
JSN | NAME | QTY | ACQ/INS | DESCRIPTION
E0906 | Locker, Supply, General, Wall Mtd, 23"W x 20"D | 1 | VV | THIS TYPICAL INCLUDES: 1 Wall Mounted Rail 1 Locked Storage Container 2 Tray/Shelves 1 Drawer, 3"H 3 Drawers, 6"H 2 Drawers, 9"H 1 Tray/Shelf Divider Drawer Organizer Bins Consider the need for an E0921 to transport the locker from place to place.
E0912 | Locker, Supply, Med Surg, Wall Mtd | 1 | VV | Medical/Surgical Supply locker, Wall Mounted, approximately 23"W x 20"D. THIS TYPICAL INCLUDES: 1 Wall Mounted Rail 1 Locked Storage Container 4 Tray/Shelves 5 Drawers, 3"H 2 Drawers, 6"H 2 Tray/Shelf Dividers Drawer Organizer Bins Consider the need for an E0921 to transport the locker from place to place.
E1500 | Rail, MOD, W/MNTD, HX144XD | 1 | VV | Wall mounted rail used for hanging (mounting) lockers, shelves and drawers on a wall.
F2000 | Basket, Wastepaper, Fire Resistant | 1 | VV | Wastepaper basket, fire resistant, approximately 40 quart capacity. This unit is used to collect and temporarily store small quantities of paper refuse in patient rooms, administrative areas and nursing stations. Size and shape varies depending on the application and manufacturer selected.
3 - SC467 - ED Clean Linen Alcove, EMS | 3 - SC467 - ED Clean Linen Alcove, EMS | 3 - SC467 - ED Clean Linen Alcove, EMS | 3 - SC467 - ED Clean Linen Alcove, EMS | 3 - SC467 - ED Clean Linen Alcove, EMS
JSN | NAME | QTY | ACQ/INS | DESCRIPTION
F0515 | Cart, Supply, Linen | 1 | VV | Closed linen supply cart. Equipped with four (4) non-marking rubber tire roller bearing casters and heavy duty cover. May be used for the delivery and user storage of clean linen as well as the return of soiled linen.
4 - SB743 - ED Soiled Utility Room, Lgstcs Svc | 4 - SB743 - ED Soiled Utility Room, Lgstcs Svc | 4 - SB743 - ED Soiled Utility Room, Lgstcs Svc | 4 - SB743 - ED Soiled Utility Room, Lgstcs Svc | 4 - SB743 - ED Soiled Utility Room, Lgstcs Svc
JSN | NAME | QTY | ACQ/INS | DESCRIPTION
A1012 | Telephone, Wall Mounted, 1 Line | 1 | VV | Telephone, wall mounted, 1 line.
A5075 | Dispenser, Soap, Disposable | 1 | VV | Disposable soap dispenser. One-handed dispensing operation. Designed to accommodate disposable soap cartridge and valve.
A5077 | Dispenser, Hand Sanitizer, Hands-Free | 1 | VV | A touch free wall-mounted hand sanitizer dispenser. For use throughout a healthcare facility. Unit does not include the sanitizing liquid. Units are battery operated.
A5080 | Dispenser, Paper Towel, SS, Surface Mounted | 1 | CC | A surface mounted, satin finish stainless steel, single-fold, paper towel dispenser. Dispenser features: tumbler lock; front hinged at bottom; and refill indicator slot. Minimum capacity 400 single-fold paper towels. For general purpose use throughout the facility.
A5106 | Waste Disposal Unit, Sharps w/Glove Dispenser | 1 | VV | The unit is designed for the disposal of sharps and complies with OSHA guidelines for the handling of sharps. It shall house a 5 quart container and be capable of being mounted on a wall. It shall have a glove dispenser attached. The unit shall be secured by a locked enclosure.
C04F0 | Cabinet, U/C/B, 1 Shelf, 2 Half DR, 2 DO, 36x36x22 | 1 | CC | Standing height under counter base cabinet with an adjustable shelf and two half width drawers above solid hinged doors. Also referred to as a combination cabinet or a drawer and cupboard cabinet. For general purpose use throughout the facility.
C05P0 | Cabinet, Sink, U/C/B, 2 Door, 36x48x22 | 1 | CC | Standing height under counter base sink cabinet with solid hinged doors. Also referred to as a double-door sink cabinet. For general purpose use throughout the facility where a sink is to be used. Coordinate actual clear cabinet dimension with the actual outside dimension of sink that is specified to ensure that they are compatible.
CS200 | Sink, SS, Single Compartment, 12x28x16 ID | 1 | CC | Single compartment stainless steel sink, drop-in, self-rimming, ledge-type, connected with a drain and provided with a mixing faucet. It shall also be provided with pre-punched fixture holes on 4" center, integral back ledge to accommodate deck-mounted fixtures, brushed/polished interior and top surfaces, and sound deadened. Recommended for use in suspended or U/C/B sink cabinets having a high plastic laminate or Chemsurf laminate countertop/work surface. Coordinate actual outside sink dimensions with the actual clear dimension of cabinet specified to ensure that they are compatible. For general purpose use throughout the facility.
CT050 | Countertop, Stainless Steel | 1 | CC | Stainless steel countertop (composition of heavy-gauge Type No. 304 stainless steel) having a smooth satin finish and integral 4" backsplash/curb. Also referred to as a corrosion-resistant steel work surface or work top. Available in various depths. Used in areas where excellent ease of cleaning, abrasion resistance, bacteria resistance, impact resistance, load capacity and moisture resistance, are of concern. Pricing based upon a 24" depth.
F2020 | Can, Trash, 44 Gallon | 1 | VV | Forty four (44) gallon trash can, 32" high X 24" diameter, with lid. Used to collect and transport refuse from a point of origin to point of disposal (example: from soiled utility or a nursing unit to the trash compactor at housekeeping).
P2000 | Eyewash, Wall Mounted, Hands-Free | 1 | CC | Wall mounted emergency eye wash station. The flow of water from the unit is activated by hand. Upon initiation of water flow the unit will operate hands free to provide streams of water to clear foreign particles or dilute caustic liquids from the eyes in emergency situations. Used in laboratories and areas of the hospital where employees are subject to foreign bodies or liquid material to the eyes.
P2450 | Valve, Mixing, Thermostatic | 1 | CC | Thermostatic mixing valve with washout hose. Used with portable whirlpool equipment. Thermostatic valve is used to maintain temperature between 70 and 110 degree Fahrenheit, with a flow rate of 20 gallons a minute. The washout hose assembly is used to wash out tanks after treatment. Used in physical therapy department to provide comfortable water temperature for patient treatments.
P3100 | Lavatory, Vitreous China, Slab Type | 1 | CC | Wall mounted, slab type, vitreous china, lavatory (approximate bowl size 7"x15"x10") with: faucet holes on 4" centers; gooseneck spout; wrist blade handles; and grid strainer. It shall be suitable for use in clinics, offices, washrooms or patient care area.
5 - SB259 - ED Wheelchair / Stretcher / Lift Storage Room, Bldg Sprt | 5 - SB259 - ED Wheelchair / Stretcher / Lift Storage Room, Bldg Sprt | 5 - SB259 - ED Wheelchair / Stretcher / Lift Storage Room, Bldg Sprt | 5 - SB259 - ED Wheelchair / Stretcher / Lift Storage Room, Bldg Sprt | 5 - SB259 - ED Wheelchair / Stretcher / Lift Storage Room, Bldg Sprt
JSN | NAME | QTY | ACQ/INS | DESCRIPTION
M4705 | Wheelchair, Patient Transport, Folding | 2 | VV | Folding patient transport wheelchair. Constructed of chrome plated steel with detachable armrest and footrests. Unit has heavy duty front casters with sealed radial high-precision ball bearing assembly. Unit is used for patient transport.
M4710 | Wheelchair, Patient, Bariatric, Transport, Folding | 1 | VV | Folding bariatric patient transport wheelchair with a capacity of at least 500 lbs. Constructed with a heavy duty steel frame and double cross brace, with detachable armrest and swing away footrests. Unit has heavy duty front casters and rear wheels with precision wheel bearings in front and rear assembly. Unit is used for patient movement.
6 - CED62 - Emergency Cart Alcove, ED | 6 - CED62 - Emergency Cart Alcove, ED | 6 - CED62 - Emergency Cart Alcove, ED | 6 - CED62 - Emergency Cart Alcove, ED | 6 - CED62 - Emergency Cart Alcove, ED
JSN | NAME | QTY | ACQ/INS | DESCRIPTION
E0954 | Cart, Emergency, Mobile, 66"H x 32"W x 22"D | 1 | VV | THIS TYPICAL INCLUDES: 1 Cart body, style-A narrow, w/raised edge top 1 Accessory rail, side 1 Accessory rail, back 1 Defibrillator tray 1 IV pole 1 Breakaway bar 1 Flip-up shelf 1 Wastebasket 1 Oxygen tank holder 1 Electrical box-4 outlet 1 Cord wrap 4 Drawer, 3"H 3 Drawer, 6"H Drawer organizer bins.
M1100 | Resuscitator, Bag-Mask, Hand Operated | 1 | VV | Hand operated bag-mask resuscitator. Consists of face mask, non-rebreathing valve, compression bag and tidal bag. Used for resuscitation in life saving situations.
M7660 | Defibrillator/Monitor/Recorder, Portable | 1 | VV | Portable defibrillator-monitor-recorder. Integral unit system operable from self-contained rechargeable batteries. ECG may be viewed through paddles or patient cable. Options include external pacing and 12-Lead.
M8769 | Aspirator, Resuscitation, Portable w/ Battery | 1 | VV | High-vacuum and high-flow AC/DC powered suction unit for use on emergency resuscitation carts and for general suction use. Light weight, compact design, fully enclosed water resistant unit with an average run time of 60 minutes. Includes variable suction range up to 580 mmHg and 1200 CC collection canister.
7 - CED63 - Clean Equipment Storage Room, ED | 7 - CED63 - Clean Equipment Storage Room, ED | 7 - CED63 - Clean Equipment Storage Room, ED | 7 - CED63 - Clean Equipment Storage Room, ED | 7 - CED63 - Clean Equipment Storage Room, ED
JSN | NAME | QTY | ACQ/INS | DESCRIPTION
A1010 | Telecommunication Outlet | 4 | VV | Telecommunication outlet location.
A1014 | Telephone, Wall Mounted, 1 Line, With Speaker | 1 | VV | Telephone, wall mounted, 1 line, with speaker.
F2000 | Basket, Wastepaper, Fire Resistant | 1 | VV | Wastepaper basket, fire resistant, approximately 40 quart capacity. This unit is used to collect and temporarily store small quantities of paper refuse in patient rooms, administrative areas and nursing stations. Size and shape varies depending on the application and manufacturer selected.
M2055 | Shelving, Storage, Wire, CRS, w/Adjustable Shelves | 2 | VV | Stationary, wire, shelving unit. Unit has fully adjustable shelves constructed of stainless steel. For use in general purpose storage areas. Shelving is provided in various sizes and configurations. Price provided is for a unit approximately 74"H x 18"D x 48"W with four shelves.
8 - CED66 - General Storage Room, ED | 8 - CED66 - General Storage Room, ED | 8 - CED66 - General Storage Room, ED | 8 - CED66 - General Storage Room, ED | 8 - CED66 - General Storage Room, ED
JSN | NAME | QTY | ACQ/INS | DESCRIPTION
A1010 | Telecommunication Outlet | 1 | VV | Telecommunication outlet location.
A1014 | Telephone, Wall Mounted, 1 Line, With Speaker | 1 | VV | Telephone, wall mounted, 1 line, with speaker.
A5125 | Rack, Crutch, Wall Mounted | 1 | VV | Wall mounted crutch rack. Constructed of natural finished wood with chrome plated adjustable hangers. Designed for hanging crutches and accessories.
F0265 | Chair, Recliner | 3 | VV | Reclining chair, 46" high X 33" wide X 40"deep with arms, straight leg base and floor glides or lockable two (2) inch casters. Seat, back and foot rest are foam padded and upholstered with woven textile fabric or vinyl.
F0267 | Chair Recliner, Bariatric | 1 | VV | A generously sized, manual, reclining chair for bariatric persons. The chair will have swing-away arms, a fold-away side table and a push handle. Will also include lockable casters. Chair weight capacity will be a minimum of 500 pounds.
F2000 | Basket, Wastepaper, Fire Resistant | 1 | VV | Wastepaper basket, fire resistant, approximately 40 quart capacity. This unit is used to collect and temporarily store small quantities of paper refuse in patient rooms, administrative areas and nursing stations. Size and shape varies depending on the application and manufacturer selected.
M2055 | Shelving, Storage, Wire, CRS, w/Adjustable Shelves | 2 | VV | Stationary, wire, shelving unit. Unit has fully adjustable shelves constructed of stainless steel. For use in general purpose storage areas. Shelving is provided in various sizes and configurations. Price provided is for a unit approximately 74"H x 18"D x 48"W with four shelves.
9 - SB541 - ED Full Gas Cylinder Storage Room, Lgstcs Svc | 9 - SB541 - ED Full Gas Cylinder Storage Room, Lgstcs Svc | 9 - SB541 - ED Full Gas Cylinder Storage Room, Lgstcs Svc | 9 - SB541 - ED Full Gas Cylinder Storage Room, Lgstcs Svc | 9 - SB541 - ED Full Gas Cylinder Storage Room, Lgstcs Svc
JSN | NAME | QTY | ACQ/INS | DESCRIPTION
M2117 | Truck, Hand, 2 Wheel, Gas Cylinder | 1 | VV | A gas cylinder hand truck for a single 12" cylinder with a minimum capacity of 300 lbs.
10 - SB551 - ED Empty Gas Cylinder Storage Room, Lgstcs Svc | 10 - SB551 - ED Empty Gas Cylinder Storage Room, Lgstcs Svc | 10 - SB551 - ED Empty Gas Cylinder Storage Room, Lgstcs Svc | 10 - SB551 - ED Empty Gas Cylinder Storage Room, Lgstcs Svc | 10 - SB551 - ED Empty Gas Cylinder Storage Room, Lgstcs Svc
JSN | NAME | QTY | ACQ/INS | DESCRIPTION
M2025 | Rack, Storage, Cylinder, Gas | 1 | VV | Medical gas cylinder storage rack. Unit is a modular cage frame for holding various sizes of gas cylinders. Nylon or fabric securing straps can be attached to the frame bars to stabilize gas cylinders. Add additional units or specify size as required when ordering. This item is often locally fabricated.
11 - SB280 - ED Trash / Recycling Holding, Bldg Sprt | 11 - SB280 - ED Trash / Recycling Holding, Bldg Sprt | 11 - SB280 - ED Trash / Recycling Holding, Bldg Sprt | 11 - SB280 - ED Trash / Recycling Holding, Bldg Sprt | 11 - SB280 - ED Trash / Recycling Holding, Bldg Sprt
JSN | NAME | QTY | ACQ/INS | DESCRIPTION
F0530 | Cart, Trash | 1 | VV | Heavy duty trash cart, approximately 42" high X 74" wide X 34" deep with two (2) solid non-marking rubber roller bearing wheels, one (1) or two (2) swivel casters, 2000 pound capacity and tilt mechanism.
F2026 | Container, Recycling, Large | 1 | VV | Recycling container shall be approximately 30-gallons in capacity. The container may include a lid and be Recycle Blue in color with the recycle symbol identified on the container.
12 - SB244 - ED Housekeeping Aides Closet (HAC), Bldg Sprt | 12 - SB244 - ED Housekeeping Aides Closet (HAC), Bldg Sprt | 12 - SB244 - ED Housekeeping Aides Closet (HAC), Bldg Sprt | 12 - SB244 - ED Housekeeping Aides Closet (HAC), Bldg Sprt | 12 - SB244 - ED Housekeeping Aides Closet (HAC), Bldg Sprt
JSN | NAME | QTY | ACQ/INS | DESCRIPTION
A5075 | Dispenser, Soap, Disposable | 1 | VV | Disposable soap dispenser. One-handed dispensing operation. Designed to accommodate disposable soap cartridge and valve.
A5080 | Dispenser, Paper Towel, SS, Surface Mounted | 1 | CC | A surface mounted, satin finish stainless steel, single-fold, paper towel dispenser. Dispenser features: tumbler lock; front hinged at bottom; and refill indicator slot. Minimum capacity 400 single-fold paper towels. For general purpose use throughout the facility.
A5107 | Dispenser, Glove, Surgical/Examination, Wall Mntd | 1 | VV | Examination three (Small Medium, Large) glove dispenser box for wall mounting. Fabricated of either cold rolled steel with a white baked enamel finish, plastic or acrylic. Hardware not included, Option 3 powder coated steel.
A5135 | Shelf, Utility W/ Mop/Broom Holders, SS, Surf Mntd | 1 | CC | A surface mounted, satin finish stainless steel, utility shelf with a maximum of 6 mop/broom holders and 5 rag hooks. Utility shelf features: 8" deep shelf; mounting brackets welded to shelf; spring activated rubber cam holders; and drying rod. Unit is available in various widths 30" (minimum, 3 holders and 2 hooks) to 48" (maximum, 6 holders and 5 hooks). For use in janitor closets. Pricing based on a 36" width.
F0500 | Cart, Janitor's | 1 | VV | Janitors cart, 38" high X 66" wide X 20" deep with 25 gallon heavy duty collection bag. Accommodations for locking vault and janitorial support items (broom, dust pan, chemicals, mop and mop bucket; not included).
F0505 | Bucket, Mop, With Wringer, 26 Quart | 1 | VV | Mobile mop bucket / wringer combination, approximately 35" H x 17" W x 22" D with four 2" casters. Total capacity is 26 quarts. Unit used for general hard surface floor maintenance.
P2000 | Eyewash, Wall Mounted, Hands-Free | 1 | CC | Wall mounted emergency eye wash station. The flow of water from the unit is activated by hand. Upon initiation of water flow the unit will operate hands free to provide streams of water to clear foreign particles or dilute caustic liquids from the eyes in emergency situations. Used in laboratories and areas of the hospital where employees are subject to foreign bodies or liquid material to the eyes.
P2451 | Valve, Mixing, Thermostatic, Eyewash | 1 | CC | Emergency tempering valve thermostatically mixes hot and cold water to provide a safe fluid supply for a single emergency eye/face wash with a flow rate of 10 gpm (38.8L)
P4700 | Sink, Mop, Molded Stone | 1 | CC | Mop service sink approximately 10"H x 36"W x 24"D. Also called a mop service basin and a mop receptor. Unit is made of molded stone and is a one piece item. It shall include a service faucet hose, hose bracket and mop hanger. Used in utility rooms for cleaning mops and floor cleaning equipment.
10 - STAFF AND ADMINISTRATIVE AREA | 10 - STAFF AND ADMINISTRATIVE AREA | 10 - STAFF AND ADMINISTRATIVE AREA | 10 - STAFF AND ADMINISTRATIVE AREA | 10 - STAFF AND ADMINISTRATIVE AREA
1 - SS204 - ED Director Office, Stff Sprt | 1 - SS204 - ED Director Office, Stff Sprt | 1 - SS204 - ED Director Office, Stff Sprt | 1 - SS204 - ED Director Office, Stff Sprt | 1 - SS204 - ED Director Office, Stff Sprt
JSN | NAME | QTY | ACQ/INS | DESCRIPTION
A1010 | Telecommunication Outlet | 2 | VV | Telecommunication outlet location.
A1015 | Telephone, Desk, Multiple Line | 1 | VV | Telephone, desk, multiple line.
A5145 | Hook, Garment, Double, SS, Surface Mounted | 1 | CC | A surface mounted, satin finish stainless steel, double garment hook. Equipped with a concealed mounting bracket that is secured to a concealed wall plate. For general purpose use throughout the facility to hang various items of apparel.
E0078 | Workstation, L-Shaped w/Peninsula, Free Std, 78x72 | 1 | VV | This section will provide a whole work station typical to quickly plan work areas in clinical or administrative spaces. There will be a price decrease if typical work stations are used with vertical hanging strips instead of panels. THIS TYPICAL INCLUDES: 4 standard solid panels; 2 panel connectors, 2-way corner; 1 panel-to-panel connector; 2 finished end hardware; 1 cantilevered work surface; 1 peninsula work surface; 2 lockable flipper units; 2 shelf, storage/display; 2 lights; 1 tack board, 48"W; 1 tool rail, 30"W; 1 paper tray; 1 diagonal tray; 1 adjustable keyboard tray; 1 mobile pedestal, box/file.
F0110 | Bookcase, 3 Shelf | 1 | VV | Freestanding open metal shelf book case, approximately 60" high X 36" wide X 18" deep with three (3) adjustable shelves and four (4) non-marking floor glides.
F0205 | Chair, Side With Arms | 2 | VV | Upholstered side chair, 32" high X 21" wide X 23" deep with arms, padded seats and padded backs. Seat height is a minimum of 17". Available with or without sled base.
F0275 | Chair, Swivel, High Back | 1 | VV | Highback contemporary swivel chair, 41" high X 23" wide X 23" deep with five (5) caster swivel base and arms. Chair may be used at desks or in conference rooms. Back and seat are foam padded and upholstered with either woven textile fabric or vinyl.
F0420 | Cabinet, Filing, Lateral, Half Height | 1 | VV | Half height two (2) or three (3) drawer lateral filing cabinet, 28" high X 42" wide X 18" deep with recessed handles, locking device and drawer label holders. Drawers are adaptable to either letter or legal size materials.
F2000 | Basket, Wastepaper, Fire Resistant | 1 | VV | Wastepaper basket, fire resistant, approximately 40 quart capacity. This unit is used to collect and temporarily store small quantities of paper refuse in patient rooms, administrative areas and nursing stations. Size and shape varies depending on the application and manufacturer selected.
F3200 | Clock, Battery, 12" Diameter | 1 | VV | Clock, 12" diameter. Round surface, easy to read numbers with sweep second hand. Wall mounted unit for use when impractical to install a fully synchronized clock system. Battery operated, (batteries not included).
M1801 | Computer, Microprocessing, w/Flat Panel Monitor | 1 | VV | Desk top microprocessing computer. The unit shall consist of a central processing mini tower, flat panel monitor, keyboard, mouse and speakers. The system shall have the following minimum characteristics: a 2.8 GHz Pentium processor; 512 MB memory; 80GB hard drive; 32/48x CD-ROMDVD combo; 1.44MB network interface card; video 32 MB NVIDIA; a 18 inch flat panel monitor. The computer is used throughout the facility to input, manipulate and retrieve information.
2 - SS204 - ED Assistant Director Office, Stff Sprt | 2 - SS204 - ED Assistant Director Office, Stff Sprt | 2 - SS204 - ED Assistant Director Office, Stff Sprt | 2 - SS204 - ED Assistant Director Office, Stff Sprt | 2 - SS204 - ED Assistant Director Office, Stff Sprt
JSN | NAME | QTY | ACQ/INS | DESCRIPTION
A1010 | Telecommunication Outlet | 2 | VV | Telecommunication outlet location.
A1015 | Telephone, Desk, Multiple Line | 1 | VV | Telephone, desk, multiple line.
A5145 | Hook, Garment, Double, SS, Surface Mounted | 1 | CC | A surface mounted, satin finish stainless steel, double garment hook. Equipped with a concealed mounting bracket that is secured to a concealed wall plate. For general purpose use throughout the facility to hang various items of apparel.
E0078 | Workstation, L-Shaped w/Peninsula, Free Std, 78x72 | 1 | VV | This section will provide a whole work station typical to quickly plan work areas in clinical or administrative spaces. There will be a price decrease if typical work stations are used with vertical hanging strips instead of panels. THIS TYPICAL INCLUDES: 4 standard solid panels; 2 panel connectors, 2-way corner; 1 panel-to-panel connector; 2 finished end hardware; 1 cantilevered work surface; 1 peninsula work surface; 2 lockable flipper units; 2 shelf, storage/display; 2 lights; 1 tack board, 48"W; 1 tool rail, 30"W; 1 paper tray; 1 diagonal tray; 1 adjustable keyboard tray; 1 mobile pedestal, box/file.
F0110 | Bookcase, 3 Shelf | 1 | VV | Freestanding open metal shelf book case, approximately 60" high X 36" wide X 18" deep with three (3) adjustable shelves and four (4) non-marking floor glides.
F0205 | Chair, Side With Arms | 2 | VV | Upholstered side chair, 32" high X 21" wide X 23" deep with arms, padded seats and padded backs. Seat height is a minimum of 17". Available with or without sled base.
F0275 | Chair, Swivel, High Back | 1 | VV | Highback contemporary swivel chair, 41" high X 23" wide X 23" deep with five (5) caster swivel base and arms. Chair may be used at desks or in conference rooms. Back and seat are foam padded and upholstered with either woven textile fabric or vinyl.
F0420 | Cabinet, Filing, Lateral, Half Height | 1 | VV | Half height two (2) or three (3) drawer lateral filing cabinet, 28" high X 42" wide X 18" deep with recessed handles, locking device and drawer label holders. Drawers are adaptable to either letter or legal size materials.
F2000 | Basket, Wastepaper, Fire Resistant | 1 | VV | Wastepaper basket, fire resistant, approximately 40 quart capacity. This unit is used to collect and temporarily store small quantities of paper refuse in patient rooms, administrative areas and nursing stations. Size and shape varies depending on the application and manufacturer selected.
F3200 | Clock, Battery, 12" Diameter | 1 | VV | Clock, 12" diameter. Round surface, easy to read numbers with sweep second hand. Wall mounted unit for use when impractical to install a fully synchronized clock system. Battery operated, (batteries not included).
M1801 | Computer, Microprocessing, w/Flat Panel Monitor | 1 | VV | Desk top microprocessing computer. The unit shall consist of a central processing mini tower, flat panel monitor, keyboard, mouse and speakers. The system shall have the following minimum characteristics: a 2.8 GHz Pentium processor; 512 MB memory; 80GB hard drive; 32/48x CD-ROMDVD combo; 1.44MB network interface card; video 32 MB NVIDIA; a 18 inch flat panel monitor. The computer is used throughout the facility to input, manipulate and retrieve information.
3 - SS204 - ED Administrative Officer (AO) Office, Stff Sprt | 3 - SS204 - ED Administrative Officer (AO) Office, Stff Sprt | 3 - SS204 - ED Administrative Officer (AO) Office, Stff Sprt | 3 - SS204 - ED Administrative Officer (AO) Office, Stff Sprt | 3 - SS204 - ED Administrative Officer (AO) Office, Stff Sprt
JSN | NAME | QTY | ACQ/INS | DESCRIPTION
A1010 | Telecommunication Outlet | 2 | VV | Telecommunication outlet location.
A1015 | Telephone, Desk, Multiple Line | 1 | VV | Telephone, desk, multiple line.
A5145 | Hook, Garment, Double, SS, Surface Mounted | 1 | CC | A surface mounted, satin finish stainless steel, double garment hook. Equipped with a concealed mounting bracket that is secured to a concealed wall plate. For general purpose use throughout the facility to hang various items of apparel.
E0078 | Workstation, L-Shaped w/Peninsula, Free Std, 78x72 | 1 | VV | This section will provide a whole work station typical to quickly plan work areas in clinical or administrative spaces. There will be a price decrease if typical work stations are used with vertical hanging strips instead of panels. THIS TYPICAL INCLUDES: 4 standard solid panels; 2 panel connectors, 2-way corner; 1 panel-to-panel connector; 2 finished end hardware; 1 cantilevered work surface; 1 peninsula work surface; 2 lockable flipper units; 2 shelf, storage/display; 2 lights; 1 tack board, 48"W; 1 tool rail, 30"W; 1 paper tray; 1 diagonal tray; 1 adjustable keyboard tray; 1 mobile pedestal, box/file.
F0110 | Bookcase, 3 Shelf | 1 | VV | Freestanding open metal shelf book case, approximately 60" high X 36" wide X 18" deep with three (3) adjustable shelves and four (4) non-marking floor glides.
F0205 | Chair, Side With Arms | 2 | VV | Upholstered side chair, 32" high X 21" wide X 23" deep with arms, padded seats and padded backs. Seat height is a minimum of 17". Available with or without sled base.
F0275 | Chair, Swivel, High Back | 1 | VV | Highback contemporary swivel chair, 41" high X 23" wide X 23" deep with five (5) caster swivel base and arms. Chair may be used at desks or in conference rooms. Back and seat are foam padded and upholstered with either woven textile fabric or vinyl.
F0420 | Cabinet, Filing, Lateral, Half Height | 1 | VV | Half height two (2) or three (3) drawer lateral filing cabinet, 28" high X 42" wide X 18" deep with recessed handles, locking device and drawer label holders. Drawers are adaptable to either letter or legal size materials.
F2000 | Basket, Wastepaper, Fire Resistant | 1 | VV | Wastepaper basket, fire resistant, approximately 40 quart capacity. This unit is used to collect and temporarily store small quantities of paper refuse in patient rooms, administrative areas and nursing stations. Size and shape varies depending on the application and manufacturer selected.
F3200 | Clock, Battery, 12" Diameter | 1 | VV | Clock, 12" diameter. Round surface, easy to read numbers with sweep second hand. Wall mounted unit for use when impractical to install a fully synchronized clock system. Battery operated, (batteries not included).
M1801 | Computer, Microprocessing, w/Flat Panel Monitor | 1 | VV | Desk top microprocessing computer. The unit shall consist of a central processing mini tower, flat panel monitor, keyboard, mouse and speakers. The system shall have the following minimum characteristics: a 2.8 GHz Pentium processor; 512 MB memory; 80GB hard drive; 32/48x CD-ROMDVD combo; 1.44MB network interface card; video 32 MB NVIDIA; a 18 inch flat panel monitor. The computer is used throughout the facility to input, manipulate and retrieve information.
4 - SS205 - ED Nurse Manager Office, Stff Sprt | 4 - SS205 - ED Nurse Manager Office, Stff Sprt | 4 - SS205 - ED Nurse Manager Office, Stff Sprt | 4 - SS205 - ED Nurse Manager Office, Stff Sprt | 4 - SS205 - ED Nurse Manager Office, Stff Sprt
JSN | NAME | QTY | ACQ/INS | DESCRIPTION
A1015 | Telephone, Desk, Multiple Line | 1 | VV | Telephone, desk, multiple line.
E0123 | Workstation, Straight, Free Standing, 72" W | 1 | VV | This JSN will provide a whole work station typical to quickly plan work in areas in clinical or administrative spaces. There will be a price decrease if typical work stations are used with vertical hanging strips instead of panels. THIS TYPICAL INCLUDES: 4 Standard Solid Panels 2 Panel Connectors, 2-Way Corner 1 Panel-to-Panel Connector 2 Finished End Hardware 1 Cantilevered, Work Surface 2 Lockable Flipper Units 2 Shelf, Storage/Displays 2 Lights 1 Tack board 1 Tool Rail 1 Paper Tray 1 Diagonal Tray 1 Adjustable Keyboard Tray 1 Mobile Pedestal, Box/File
F0275 | Chair, Swivel, High Back | 1 | VV | Highback contemporary swivel chair, 41" high X 23" wide X 23" deep with five (5) caster swivel base and arms. Chair may be used at desks or in conference rooms. Back and seat are foam padded and upholstered with either woven textile fabric or vinyl.
F0420 | Cabinet, Filing, Lateral, Half Height | 1 | VV | Half height two (2) or three (3) drawer lateral filing cabinet, 28" high X 42" wide X 18" deep with recessed handles, locking device and drawer label holders. Drawers are adaptable to either letter or legal size materials.
F2000 | Basket, Wastepaper, Fire Resistant | 1 | VV | Wastepaper basket, fire resistant, approximately 40 quart capacity. This unit is used to collect and temporarily store small quantities of paper refuse in patient rooms, administrative areas and nursing stations. Size and shape varies depending on the application and manufacturer selected.
M1801 | Computer, Microprocessing, w/Flat Panel Monitor | 1 | VV | Desk top microprocessing computer. The unit shall consist of a central processing mini tower, flat panel monitor, keyboard, mouse and speakers. The system shall have the following minimum characteristics: a 2.8 GHz Pentium processor; 512 MB memory; 80GB hard drive; 32/48x CD-ROMDVD combo; 1.44MB network interface card; video 32 MB NVIDIA; a 18 inch flat panel monitor. The computer is used throughout the facility to input, manipulate and retrieve information.
5 - SS205 - ED Assistant Nurse Manager Office, Stff Sprt | 5 - SS205 - ED Assistant Nurse Manager Office, Stff Sprt | 5 - SS205 - ED Assistant Nurse Manager Office, Stff Sprt | 5 - SS205 - ED Assistant Nurse Manager Office, Stff Sprt | 5 - SS205 - ED Assistant Nurse Manager Office, Stff Sprt
JSN | NAME | QTY | ACQ/INS | DESCRIPTION
A1015 | Telephone, Desk, Multiple Line | 1 | VV | Telephone, desk, multiple line.
E0123 | Workstation, Straight, Free Standing, 72" W | 1 | VV | This JSN will provide a whole work station typical to quickly plan work in areas in clinical or administrative spaces. There will be a price decrease if typical work stations are used with vertical hanging strips instead of panels. THIS TYPICAL INCLUDES: 4 Standard Solid Panels 2 Panel Connectors, 2-Way Corner 1 Panel-to-Panel Connector 2 Finished End Hardware 1 Cantilevered, Work Surface 2 Lockable Flipper Units 2 Shelf, Storage/Displays 2 Lights 1 Tack board 1 Tool Rail 1 Paper Tray 1 Diagonal Tray 1 Adjustable Keyboard Tray 1 Mobile Pedestal, Box/File
F0275 | Chair, Swivel, High Back | 1 | VV | Highback contemporary swivel chair, 41" high X 23" wide X 23" deep with five (5) caster swivel base and arms. Chair may be used at desks or in conference rooms. Back and seat are foam padded and upholstered with either woven textile fabric or vinyl.
F0420 | Cabinet, Filing, Lateral, Half Height | 1 | VV | Half height two (2) or three (3) drawer lateral filing cabinet, 28" high X 42" wide X 18" deep with recessed handles, locking device and drawer label holders. Drawers are adaptable to either letter or legal size materials.
F2000 | Basket, Wastepaper, Fire Resistant | 1 | VV | Wastepaper basket, fire resistant, approximately 40 quart capacity. This unit is used to collect and temporarily store small quantities of paper refuse in patient rooms, administrative areas and nursing stations. Size and shape varies depending on the application and manufacturer selected.
M1801 | Computer, Microprocessing, w/Flat Panel Monitor | 1 | VV | Desk top microprocessing computer. The unit shall consist of a central processing mini tower, flat panel monitor, keyboard, mouse and speakers. The system shall have the following minimum characteristics: a 2.8 GHz Pentium processor; 512 MB memory; 80GB hard drive; 32/48x CD-ROMDVD combo; 1.44MB network interface card; video 32 MB NVIDIA; a 18 inch flat panel monitor. The computer is used throughout the facility to input, manipulate and retrieve information.
6 - SS205 - ED Social Worker Office. Stff Sprt | 6 - SS205 - ED Social Worker Office. Stff Sprt | 6 - SS205 - ED Social Worker Office. Stff Sprt | 6 - SS205 - ED Social Worker Office. Stff Sprt | 6 - SS205 - ED Social Worker Office. Stff Sprt
JSN | NAME | QTY | ACQ/INS | DESCRIPTION
A1015 | Telephone, Desk, Multiple Line | 1 | VV | Telephone, desk, multiple line.
E0123 | Workstation, Straight, Free Standing, 72" W | 1 | VV | This JSN will provide a whole work station typical to quickly plan work in areas in clinical or administrative spaces. There will be a price decrease if typical work stations are used with vertical hanging strips instead of panels. THIS TYPICAL INCLUDES: 4 Standard Solid Panels 2 Panel Connectors, 2-Way Corner 1 Panel-to-Panel Connector 2 Finished End Hardware 1 Cantilevered, Work Surface 2 Lockable Flipper Units 2 Shelf, Storage/Displays 2 Lights 1 Tack board 1 Tool Rail 1 Paper Tray 1 Diagonal Tray 1 Adjustable Keyboard Tray 1 Mobile Pedestal, Box/File
F0275 | Chair, Swivel, High Back | 1 | VV | Highback contemporary swivel chair, 41" high X 23" wide X 23" deep with five (5) caster swivel base and arms. Chair may be used at desks or in conference rooms. Back and seat are foam padded and upholstered with either woven textile fabric or vinyl.
F0420 | Cabinet, Filing, Lateral, Half Height | 1 | VV | Half height two (2) or three (3) drawer lateral filing cabinet, 28" high X 42" wide X 18" deep with recessed handles, locking device and drawer label holders. Drawers are adaptable to either letter or legal size materials.
F2000 | Basket, Wastepaper, Fire Resistant | 1 | VV | Wastepaper basket, fire resistant, approximately 40 quart capacity. This unit is used to collect and temporarily store small quantities of paper refuse in patient rooms, administrative areas and nursing stations. Size and shape varies depending on the application and manufacturer selected.
M1801 | Computer, Microprocessing, w/Flat Panel Monitor | 1 | VV | Desk top microprocessing computer. The unit shall consist of a central processing mini tower, flat panel monitor, keyboard, mouse and speakers. The system shall have the following minimum characteristics: a 2.8 GHz Pentium processor; 512 MB memory; 80GB hard drive; 32/48x CD-ROMDVD combo; 1.44MB network interface card; video 32 MB NVIDIA; a 18 inch flat panel monitor. The computer is used throughout the facility to input, manipulate and retrieve information.
7 - SS205 - ED Pharmacist Office, Stff Sprt | 7 - SS205 - ED Pharmacist Office, Stff Sprt | 7 - SS205 - ED Pharmacist Office, Stff Sprt | 7 - SS205 - ED Pharmacist Office, Stff Sprt | 7 - SS205 - ED Pharmacist Office, Stff Sprt
JSN | NAME | QTY | ACQ/INS | DESCRIPTION
A1015 | Telephone, Desk, Multiple Line | 1 | VV | Telephone, desk, multiple line.
E0123 | Workstation, Straight, Free Standing, 72" W | 1 | VV | This JSN will provide a whole work station typical to quickly plan work in areas in clinical or administrative spaces. There will be a price decrease if typical work stations are used with vertical hanging strips instead of panels. THIS TYPICAL INCLUDES: 4 Standard Solid Panels 2 Panel Connectors, 2-Way Corner 1 Panel-to-Panel Connector 2 Finished End Hardware 1 Cantilevered, Work Surface 2 Lockable Flipper Units 2 Shelf, Storage/Displays 2 Lights 1 Tack board 1 Tool Rail 1 Paper Tray 1 Diagonal Tray 1 Adjustable Keyboard Tray 1 Mobile Pedestal, Box/File
F0275 | Chair, Swivel, High Back | 1 | VV | Highback contemporary swivel chair, 41" high X 23" wide X 23" deep with five (5) caster swivel base and arms. Chair may be used at desks or in conference rooms. Back and seat are foam padded and upholstered with either woven textile fabric or vinyl.
F0420 | Cabinet, Filing, Lateral, Half Height | 1 | VV | Half height two (2) or three (3) drawer lateral filing cabinet, 28" high X 42" wide X 18" deep with recessed handles, locking device and drawer label holders. Drawers are adaptable to either letter or legal size materials.
F2000 | Basket, Wastepaper, Fire Resistant | 1 | VV | Wastepaper basket, fire resistant, approximately 40 quart capacity. This unit is used to collect and temporarily store small quantities of paper refuse in patient rooms, administrative areas and nursing stations. Size and shape varies depending on the application and manufacturer selected.
M1801 | Computer, Microprocessing, w/Flat Panel Monitor | 1 | VV | Desk top microprocessing computer. The unit shall consist of a central processing mini tower, flat panel monitor, keyboard, mouse and speakers. The system shall have the following minimum characteristics: a 2.8 GHz Pentium processor; 512 MB memory; 80GB hard drive; 32/48x CD-ROMDVD combo; 1.44MB network interface card; video 32 MB NVIDIA; a 18 inch flat panel monitor. The computer is used throughout the facility to input, manipulate and retrieve information.
8 - SS218 - ED Program Support Assistant (PSA) Workstation, Stff Sprt | 8 - SS218 - ED Program Support Assistant (PSA) Workstation, Stff Sprt | 8 - SS218 - ED Program Support Assistant (PSA) Workstation, Stff Sprt | 8 - SS218 - ED Program Support Assistant (PSA) Workstation, Stff Sprt | 8 - SS218 - ED Program Support Assistant (PSA) Workstation, Stff Sprt
JSN | NAME | QTY | ACQ/INS | DESCRIPTION
A1010 | Telecommunication Outlet | 2 | VV | Telecommunication outlet location.
A1015 | Telephone, Desk, Multiple Line | 1 | VV | Telephone, desk, multiple line.
E0123 | Workstation, Straight, Free Standing, 72" W | 1 | VV | This JSN will provide a whole work station typical to quickly plan work in areas in clinical or administrative spaces. There will be a price decrease if typical work stations are used with vertical hanging strips instead of panels. THIS TYPICAL INCLUDES: 4 Standard Solid Panels 2 Panel Connectors, 2-Way Corner 1 Panel-to-Panel Connector 2 Finished End Hardware 1 Cantilevered, Work Surface 2 Lockable Flipper Units 2 Shelf, Storage/Displays 2 Lights 1 Tack board 1 Tool Rail 1 Paper Tray 1 Diagonal Tray 1 Adjustable Keyboard Tray 1 Mobile Pedestal, Box/File
F0275 | Chair, Swivel, High Back | 1 | VV | Highback contemporary swivel chair, 41" high X 23" wide X 23" deep with five (5) caster swivel base and arms. Chair may be used at desks or in conference rooms. Back and seat are foam padded and upholstered with either woven textile fabric or vinyl.
F0420 | Cabinet, Filing, Lateral, Half Height | 1 | VV | Half height two (2) or three (3) drawer lateral filing cabinet, 28" high X 42" wide X 18" deep with recessed handles, locking device and drawer label holders. Drawers are adaptable to either letter or legal size materials.
F2000 | Basket, Wastepaper, Fire Resistant | 1 | VV | Wastepaper basket, fire resistant, approximately 40 quart capacity. This unit is used to collect and temporarily store small quantities of paper refuse in patient rooms, administrative areas and nursing stations. Size and shape varies depending on the application and manufacturer selected.
M1801 | Computer, Microprocessing, w/Flat Panel Monitor | 1 | VV | Desk top microprocessing computer. The unit shall consist of a central processing mini tower, flat panel monitor, keyboard, mouse and speakers. The system shall have the following minimum characteristics: a 2.8 GHz Pentium processor; 512 MB memory; 80GB hard drive; 32/48x CD-ROMDVD combo; 1.44MB network interface card; video 32 MB NVIDIA; a 18 inch flat panel monitor. The computer is used throughout the facility to input, manipulate and retrieve information.
9 - SS218 - ED Administrative Support Workstation, Stff Sprt | 9 - SS218 - ED Administrative Support Workstation, Stff Sprt | 9 - SS218 - ED Administrative Support Workstation, Stff Sprt | 9 - SS218 - ED Administrative Support Workstation, Stff Sprt | 9 - SS218 - ED Administrative Support Workstation, Stff Sprt
JSN | NAME | QTY | ACQ/INS | DESCRIPTION
A1010 | Telecommunication Outlet | 2 | VV | Telecommunication outlet location.
A1015 | Telephone, Desk, Multiple Line | 1 | VV | Telephone, desk, multiple line.
E0123 | Workstation, Straight, Free Standing, 72" W | 1 | VV | This JSN will provide a whole work station typical to quickly plan work in areas in clinical or administrative spaces. There will be a price decrease if typical work stations are used with vertical hanging strips instead of panels. THIS TYPICAL INCLUDES: 4 Standard Solid Panels 2 Panel Connectors, 2-Way Corner 1 Panel-to-Panel Connector 2 Finished End Hardware 1 Cantilevered, Work Surface 2 Lockable Flipper Units 2 Shelf, Storage/Displays 2 Lights 1 Tack board 1 Tool Rail 1 Paper Tray 1 Diagonal Tray 1 Adjustable Keyboard Tray 1 Mobile Pedestal, Box/File
F0275 | Chair, Swivel, High Back | 1 | VV | Highback contemporary swivel chair, 41" high X 23" wide X 23" deep with five (5) caster swivel base and arms. Chair may be used at desks or in conference rooms. Back and seat are foam padded and upholstered with either woven textile fabric or vinyl.
F0420 | Cabinet, Filing, Lateral, Half Height | 1 | VV | Half height two (2) or three (3) drawer lateral filing cabinet, 28" high X 42" wide X 18" deep with recessed handles, locking device and drawer label holders. Drawers are adaptable to either letter or legal size materials.
F2000 | Basket, Wastepaper, Fire Resistant | 1 | VV | Wastepaper basket, fire resistant, approximately 40 quart capacity. This unit is used to collect and temporarily store small quantities of paper refuse in patient rooms, administrative areas and nursing stations. Size and shape varies depending on the application and manufacturer selected.
M1801 | Computer, Microprocessing, w/Flat Panel Monitor | 1 | VV | Desk top microprocessing computer. The unit shall consist of a central processing mini tower, flat panel monitor, keyboard, mouse and speakers. The system shall have the following minimum characteristics: a 2.8 GHz Pentium processor; 512 MB memory; 80GB hard drive; 32/48x CD-ROMDVD combo; 1.44MB network interface card; video 32 MB NVIDIA; a 18 inch flat panel monitor. The computer is used throughout the facility to input, manipulate and retrieve information.
10 - SS262 - ED Staff Breakroom, Stff Sprt | 10 - SS262 - ED Staff Breakroom, Stff Sprt | 10 - SS262 - ED Staff Breakroom, Stff Sprt | 10 - SS262 - ED Staff Breakroom, Stff Sprt | 10 - SS262 - ED Staff Breakroom, Stff Sprt
JSN | NAME | QTY | ACQ/INS | DESCRIPTION
A1010 | Telecommunication Outlet | 1 | VV | Telecommunication outlet location.
A1012 | Telephone, Wall Mounted, 1 Line | 1 | VV | Telephone, wall mounted, 1 line.
A1080 | Mirror, Posture, Wall Mounted | 1 | CC | Wall mounted posture mirror. Consists of a 1/4" plate glass in a sturdy corrosion resistant frame with water proof back. For educational and therapy programs.
A5075 | Dispenser, Soap, Disposable | 1 | VV | Disposable soap dispenser. One-handed dispensing operation. Designed to accommodate disposable soap cartridge and valve.
A5080 | Dispenser, Paper Towel, SS, Surface Mounted | 1 | CC | A surface mounted, satin finish stainless steel, single-fold, paper towel dispenser. Dispenser features: tumbler lock; front hinged at bottom; and refill indicator slot. Minimum capacity 400 single-fold paper towels. For general purpose use throughout the facility.
A5145 | Hook, Garment, Double, SS, Surface Mounted | 1 | CC | A surface mounted, satin finish stainless steel, double garment hook. Equipped with a concealed mounting bracket that is secured to a concealed wall plate. For general purpose use throughout the facility to hang various items of apparel.
A5210 | Bracket, Television, Wall Mounted, w/Adjust Arm | 1 | VV | Wall mounted television bracket with adjustable arm. Consists of movable arm with minimum 120 degree swivel. Designed for holding wall mounted, flat panel television units in patient rooms.
A5220 | Bracket, Television, Wall Backing | 1 | CC | Wall mounted television bracket backing which provides additional support and strength for the installation of the television bracket. Option available for interior or exterior plate and sized for 12” 16” or 24” stud spacing.
C02C0 | Cabinet, U/C/B, 1 Shelf, 1 Drawer, 1 DO, 36x24x22 | 1 | CC | Standing height under counter base cabinet with an adjustable shelf and a full width drawer above a solid right or left-hinged door (appropriate door hinge configuration to be indicated on equipment elevation drawings). Also referred to as a combination cabinet or a drawer and cupboard cabinet. For general purpose use throughout the facility.
C02D0 | Cabinet, U/C/B, 4 Drawer, 36x24x22 | 1 | CC | Standing height under counter base cabinet with four full width drawers of equal height. Also referred to as a drawer cabinet. For general purpose use throughout the facility.
C04P0 | Cabinet, Sink, U/C/B, 2 Door, 36x36x22 | 1 | CC | Standing height under counter base sink cabinet with solid hinged doors. Also referred to as a double-door sink cabinet. For general purpose use throughout the facility where a sink is to be used. Coordinate actual clear cabinet dimension with the actual outside dimension of sink that is specified to ensure that they are compatible.
CB020 | Cabinet, W/H, 2 Shelf, 1 DO, Sloping Top, 38x24x13 | 2 | CC | Wall hung cabinet with two adjustable shelves, solid right or left-hinged door (appropriate door hinge configuration to be indicated on equipment elevation drawings), and sloping top. Also referred to as a solid hinged single door case. For general purpose use throughout the facility.
CS010 | Sink, SS, Single Compartment, 7.5x12x12 ID | 1 | CC | Single compartment stainless steel sink, drop-in, self-rimming, ledge-type, connected with a drain and provided with a mixing faucet. It shall also be provided with pre-punched fixture holes on 4" center, integral back ledge to accommodate deck-mounted fixtures, brushed/polished interior and top surfaces, and sound deadened. Recommended for use in suspended or U/C/B sink cabinets having a high plastic laminate or Chemsurf laminate countertop/work surface. For general purpose use throughout the facility.
CT020 | Countertop, Solid Surface | 7 | CC | A solid, nonporous countertop with a smooth seamless appearance. Easy to clean and maintain and with proper cleaning does not support the growth of mold. An acrylic-based solid surface product. Standard thickness of 1", and a 4" butt backsplash/curb. Also referred to as a work surface or work top. Available in a choice of colors and depths. Used in lab and other hospital areas requiring optimum physical and chemical resisting properties.
F0225 | Chair, Dining Room | 4 | VV | Dining room chair with glides. Chair has straight legs with cushioned cloth or vinyl seat.
F0795 | Table, Dining | 1 | VV | Dining table. Round 42" diameter or square 42" X 42". Used in dining facilities and can comfortably seat up to four (4) persons.
F2015 | Basket, Wastepaper, Metal/Plastic,2 Swinging Doors | 1 | VV | Metal receptacle for soiled / used towels or waste. Equipped with a removable tapered top with two independently operating self-closing, spring hinged doors. Used in public facilities for the collection and temporary storage of refuse.
F3065 | Whiteboard/Bulletin Board, Combination | 1 | VV | A combination whiteboard and bulletin board, half LCS and half cork. Available with either aluminum or wood frame. It can be used in patient rooms or in any appropriate space in the facility.
F3200 | Clock, Battery, 12" Diameter | 1 | VV | Clock, 12" diameter. Round surface, easy to read numbers with sweep second hand. Wall mounted unit for use when impractical to install a fully synchronized clock system. Battery operated, (batteries not included).
K1552 | Brewer, Coffee, Auto, Elect, 3 Burner, Front/Back | 1 | VV | Space saving front to back automatic coffee maker. This unit includes a heating tank, connection for a cold water supply, decanter service with three burners, funnel and a water flow controller. The unit is used for semi-automatic coffee brewing in cafeterias and commercial institutions. The unit automatically shuts off the water flow when enough has passed through to fill the pot. The unit is normally provided plumbed with a hot water faucet to the side for making other hot drinks (tea, cider, cocoa, etc.). The database height dimension does not include the clearance for coffee decanters warming on the upper burners.
K4665 | Oven, Microwave, Consumer | 1 | VV | Counter mounted microwave oven for average duty use. The exterior cabinet can be metal or heavy duty impact resistant plastic. The oven delivers instant energy for rapid heating, defrosting or prime cooking. The oven has touch pad controls, digital timer, power level selector and preprogrammed selectors for commonly cooked items. This oven is commonly found in staff lounges.
M0515 | Television, HD, 40" Class | 1 | VV | High definition (HDTV) multimedia flat panel LED 40" class display television. The TV will have a 16:9 wide screen aspect ratio, minimum of 1920 x 1080 display resolution, digital tuner, minimum refresh rate of 60Hz, minimum of two HDMI ports and 1 USB port ENERGY STAR certified.
R7250 | Refrigerator/Freezer, 20 Cubic Feet | 1 | VV | Refrigerator/freezer unit. This type unit includes a food saver system that helps keep food fresher. It also includes roll out wheels and is equipped for an optional automatic icemaker. This unit is of commercial or residential design and use.
11 - SS232 - ED Female Staff Locker Room, Stff Sprt | 11 - SS232 - ED Female Staff Locker Room, Stff Sprt | 11 - SS232 - ED Female Staff Locker Room, Stff Sprt | 11 - SS232 - ED Female Staff Locker Room, Stff Sprt | 11 - SS232 - ED Female Staff Locker Room, Stff Sprt
JSN | NAME | QTY | ACQ/INS | DESCRIPTION
A1010 | Telecommunication Outlet | 1 | VV | Telecommunication outlet location.
A1012 | Telephone, Wall Mounted, 1 Line | 1 | VV | Telephone, wall mounted, 1 line.
A1040 | Locker, 2 Person, Side by Side, 72x15x18 | 8 | VV | Two person side by side locker. Steel unit. It consists of side by side compartments for hanging clothes and over/under compartments for hats, etc. Used for personal belongings storage.
A1080 | Mirror, Posture, Wall Mounted | 1 | CC | Wall mounted posture mirror. Consists of a 1/4" plate glass in a sturdy corrosion resistant frame with water proof back. For educational and therapy programs.
A5020 | Bench, Locker Room, Floor Mounted | 1 | CC | Locker room bench. Floor mounting -1-1/4" thick. Benches are sanded smooth with two coats of moisture-resistant sealer to ensure a protective, satin gloss surface, and mounted on strong steel pedestal anchored to the floor. Over all height of 18" includes pedestal. Size as required.
F2000 | Basket, Wastepaper, Fire Resistant | 1 | VV | Wastepaper basket, fire resistant, approximately 40 quart capacity. This unit is used to collect and temporarily store small quantities of paper refuse in patient rooms, administrative areas and nursing stations. Size and shape varies depending on the application and manufacturer selected.
F3200 | Clock, Battery, 12" Diameter | 1 | VV | Clock, 12" diameter. Round surface, easy to read numbers with sweep second hand. Wall mounted unit for use when impractical to install a fully synchronized clock system. Battery operated, (batteries not included).
12 - SB202 - ED Female Staff Toilet, Bldg Sprt | 12 - SB202 - ED Female Staff Toilet, Bldg Sprt | 12 - SB202 - ED Female Staff Toilet, Bldg Sprt | 12 - SB202 - ED Female Staff Toilet, Bldg Sprt | 12 - SB202 - ED Female Staff Toilet, Bldg Sprt
JSN | NAME | QTY | ACQ/INS | DESCRIPTION
A1067 | Mirror, Float Glass, ADA Accessible | 1 | CC | A high quality 1/4" polished float glass mirror with a stainless steel frame. Frame holds mirror in a tilted position for accessibility and compliance with ADA requirements. Mirror has a galvanized steel back secured to frame with concealed screws with integral horizontal hanging brackets. Mirror shall be approximately 18" wide and 36" high. Other sizes are available.
A4995 | Table, Diaper Changing, Wall Mounted | 1 | CC | Wall mounted diaper changing table for use in public restrooms. Unit is a fold down system that folds upward when not in use for minimal intrusion into the room. Changing surface is contoured and has safety belt to insure that an infant will not fall from the table. Table is designed to hold no less than 250 pounds static weight. Closed dimensions are approximately 21" H x 36" W x 5" D. Open dimensions vary according to style. One system's open dimensions are 15 " high, 32" wide and 19" deep.
A5075 | Dispenser, Soap, Disposable | 1 | VV | Disposable soap dispenser. One-handed dispensing operation. Designed to accommodate disposable soap cartridge and valve.
A5082 | Dispenser, Paper Towel, Sensor, Hands Free | 1 | CC | A surface mounted, sensor activated, automatic, roll paper towel dispenser. The unit dispenses a paper towel automatically only when hands are place in position below the dispenser for maximum sanitation and hygiene. May include adjustable settings for sheet length, time delay, and sensor range. Unit is battery operated or with optional AC power adapter.
A5090 | Disposal, Sanitary Napkin, SS, Surface Mounted | 1 | CC | A surface mounted, satin finish stainless steel, sanitary napkin disposal. Disposal features a flip-up cover, secured to the container by a heavy duty stainless steel piano-hinge. Disposal may be secured to wall or toilet partition. For general purpose use in female toilet stalls or rooms and uni-sex toilet rooms.
A5109 | Grab Bar, 1-1/4" Dia., SS, 2 Wall, W/C Accessible | 1 | CC | A 1-1/4" diameter, satin finish stainless steel, peened gripping surface, 2 wall toilet stall/ room, grab bar with concealed mounting flanges. Snap over flanges are provided to conceal mounting screws. A selection of mounting kits and concealed anchor devices are available from the manufacturers for different types of installations. Grab bar shall comply with barrier-free accessibility guidelines for structural strength. For typical water closet applications in toilet stalls and rooms where ADA (American's With Disabilities Act) requirements must be met.
A5145 | Hook, Garment, Double, SS, Surface Mounted | 1 | CC | A surface mounted, satin finish stainless steel, double garment hook. Equipped with a concealed mounting bracket that is secured to a concealed wall plate. For general purpose use throughout the facility to hang various items of apparel.
A5200 | Dispenser, Toilet Tissue, SS, 2-Roll, Surface Mntd | 1 | CC | A concealed surface mounted, double roll, satin finish stainless steel, toilet tissue dispenser. Unit accommodates two standard-core toilet tissue rolls through 5" in diameter. Spindles are chrome plated plastic with a heavy-duty internal spring and turn freely for non-controlled delivery. For general purpose use in restrooms.
CT025 | Countertop, Solid Surface with Sink Combination | 1 | CC | A solid, nonporous countertop approximately 36"W x 22"D with a undercounter sink combination. The countertop is an acrylic-based solid surface product with a standard thickness of 1", and a 4" butt backsplash/curb. Surfaces will be easy to clean and maintain. Also referred to as a work surface or work top with sink. Available in a choice of colors, depths and sink shapes. Used for various applications in patient rooms, restrooms and throughout the facility. Usually a part of a casework interior design program. Unit does not include the drain and faucet.
F2015 | Basket, Wastepaper, Metal/Plastic,2 Swinging Doors | 1 | VV | Metal receptacle for soiled / used towels or waste. Equipped with a removable tapered top with two independently operating self-closing, spring hinged doors. Used in public facilities for the collection and temporary storage of refuse.
P9050 | Toilet, Wall Hung, Siphon Jet | 1 | CC | Siphon jet water closet/ toilet. This unit is wall hung with an elongated bowl, top spud flushometer, seat with open front and check hinge, and carrier. Used in restrooms throughout the health care facility.
13 - SB173 - ED Female Staff Shower, Bldg Sprt | 13 - SB173 - ED Female Staff Shower, Bldg Sprt | 13 - SB173 - ED Female Staff Shower, Bldg Sprt | 13 - SB173 - ED Female Staff Shower, Bldg Sprt | 13 - SB173 - ED Female Staff Shower, Bldg Sprt
JSN | NAME | QTY | ACQ/INS | DESCRIPTION
A5030 | Bench, Stall, Shower, Built In | 1 | CC | Shower bench; built-in. Eighteen (18) gauge stainless steel frame with anchors built-in into the wall. Size and shape as required.
A5075 | Dispenser, Soap, Disposable | 1 | VV | Disposable soap dispenser. One-handed dispensing operation. Designed to accommodate disposable soap cartridge and valve.
A5109 | Grab Bar, 1-1/4" Dia., SS, 2 Wall, W/C Accessible | 1 | CC | A 1-1/4" diameter, satin finish stainless steel, peened gripping surface, 2 wall toilet stall/ room, grab bar with concealed mounting flanges. Snap over flanges are provided to conceal mounting screws. A selection of mounting kits and concealed anchor devices are available from the manufacturers for different types of installations. Grab bar shall comply with barrier-free accessibility guidelines for structural strength. For typical water closet applications in toilet stalls and rooms where ADA (American's With Disabilities Act) requirements must be met.
A5110 | Grab Bar, 1-1/4" Dia., SS, 2 Wall, Shower Use | 1 | CC | A 1-1/4" diameter, satin finish stainless steel, peened gripping surface, 2 wall shower, grab bar with concealed mounting flanges. Snap over flanges are provided to conceal mounting screws. A selection of mounting kits and concealed anchor devices are available from the manufacturers for different types of installations. Grab bar shall comply with barrier-free accessibility guidelines for structural strength. For typical applications in shower stalls where ADA (American's With Disabilities Act) requirements must be met.
A5145 | Hook, Garment, Double, SS, Surface Mounted | 1 | CC | A surface mounted, satin finish stainless steel, double garment hook. Equipped with a concealed mounting bracket that is secured to a concealed wall plate. For general purpose use throughout the facility to hang various items of apparel.
A5170 | Rod, Shower Curtain, 1"Diameter, W/Curtain & Hooks | 1 | CC | A concealed mounted, 1" outside diameter, satin finish stainless steel, shower curtain rod with white vinyl shower curtain (72" H) and SS shower curtain hooks. Rod and curtain available in various widths. For general purpose use at shower stall or bathtub locations. Pricing based upon standard shower stall dimensions of 36" x 36" and a standard curtain height of 72".
A5205 | Bar, Towel, 1" Diameter, SS, Surface Mounted | 1 | CC | A surface mounted, satin finish stainless steel, 1" diameter, towel bar. Support posts and flanges are one piece, chrome-plated, cast heavy brass with satin finish. Towel bar shall not rotate within support posts. Available in 18", 24" and 30" widths. For general purpose use in shower or bathtub rooms. Pricing based upon a suggested standard width of 18".
P5040 | Shower, Single, Hand-Held | 1 | CC | A complete, barrier-free, single hand-held, personal shower system. The shower system includes: pressure balanced mixing valve with high temperature limit stop; personal hand shower; shower hose; wall supply; and slide bar. For general purpose use throughout the facility in shower stalls.
14 - SS241 - ED Male Staff Locker Room, Stff Sprt | 14 - SS241 - ED Male Staff Locker Room, Stff Sprt | 14 - SS241 - ED Male Staff Locker Room, Stff Sprt | 14 - SS241 - ED Male Staff Locker Room, Stff Sprt | 14 - SS241 - ED Male Staff Locker Room, Stff Sprt
JSN | NAME | QTY | ACQ/INS | DESCRIPTION
A1010 | Telecommunication Outlet | 1 | VV | Telecommunication outlet location.
A1012 | Telephone, Wall Mounted, 1 Line | 1 | VV | Telephone, wall mounted, 1 line.
A1030 | Locker, 2 Person, Over/Under | 8 | VV | Two person locker, double tier, 72Hx12Wx18D. This unit includes hooks for coats and hats. Door equipped with safety guard handles. Designed for storage of coats, hats, and other personal belongings. Other width and depths are available.
A1080 | Mirror, Posture, Wall Mounted | 1 | CC | Wall mounted posture mirror. Consists of a 1/4" plate glass in a sturdy corrosion resistant frame with water proof back. For educational and therapy programs.
A5020 | Bench, Locker Room, Floor Mounted | 1 | CC | Locker room bench. Floor mounting -1-1/4" thick. Benches are sanded smooth with two coats of moisture-resistant sealer to ensure a protective, satin gloss surface, and mounted on strong steel pedestal anchored to the floor. Over all height of 18" includes pedestal. Size as required.
F2000 | Basket, Wastepaper, Fire Resistant | 1 | VV | Wastepaper basket, fire resistant, approximately 40 quart capacity. This unit is used to collect and temporarily store small quantities of paper refuse in patient rooms, administrative areas and nursing stations. Size and shape varies depending on the application and manufacturer selected.
F3200 | Clock, Battery, 12" Diameter | 1 | VV | Clock, 12" diameter. Round surface, easy to read numbers with sweep second hand. Wall mounted unit for use when impractical to install a fully synchronized clock system. Battery operated, (batteries not included).
15 - SB203 - ED Male Staff Toilet, Bldg Sprt | 15 - SB203 - ED Male Staff Toilet, Bldg Sprt | 15 - SB203 - ED Male Staff Toilet, Bldg Sprt | 15 - SB203 - ED Male Staff Toilet, Bldg Sprt | 15 - SB203 - ED Male Staff Toilet, Bldg Sprt
JSN | NAME | QTY | ACQ/INS | DESCRIPTION
A1067 | Mirror, Float Glass, ADA Accessible | 1 | CC | A high quality 1/4" polished float glass mirror with a stainless steel frame. Frame holds mirror in a tilted position for accessibility and compliance with ADA requirements. Mirror has a galvanized steel back secured to frame with concealed screws with integral horizontal hanging brackets. Mirror shall be approximately 18" wide and 36" high. Other sizes are available.
A4995 | Table, Diaper Changing, Wall Mounted | 1 | CC | Wall mounted diaper changing table for use in public restrooms. Unit is a fold down system that folds upward when not in use for minimal intrusion into the room. Changing surface is contoured and has safety belt to insure that an infant will not fall from the table. Table is designed to hold no less than 250 pounds static weight. Closed dimensions are approximately 21" H x 36" W x 5" D. Open dimensions vary according to style. One system's open dimensions are 15 " high, 32" wide and 19" deep.
A5075 | Dispenser, Soap, Disposable | 1 | VV | Disposable soap dispenser. One-handed dispensing operation. Designed to accommodate disposable soap cartridge and valve.
A5082 | Dispenser, Paper Towel, Sensor, Hands Free | 1 | CC | A surface mounted, sensor activated, automatic, roll paper towel dispenser. The unit dispenses a paper towel automatically only when hands are place in position below the dispenser for maximum sanitation and hygiene. May include adjustable settings for sheet length, time delay, and sensor range. Unit is battery operated or with optional AC power adapter.
A5109 | Grab Bar, 1-1/4" Dia., SS, 2 Wall, W/C Accessible | 1 | CC | A 1-1/4" diameter, satin finish stainless steel, peened gripping surface, 2 wall toilet stall/ room, grab bar with concealed mounting flanges. Snap over flanges are provided to conceal mounting screws. A selection of mounting kits and concealed anchor devices are available from the manufacturers for different types of installations. Grab bar shall comply with barrier-free accessibility guidelines for structural strength. For typical water closet applications in toilet stalls and rooms where ADA (American's With Disabilities Act) requirements must be met.
A5145 | Hook, Garment, Double, SS, Surface Mounted | 1 | CC | A surface mounted, satin finish stainless steel, double garment hook. Equipped with a concealed mounting bracket that is secured to a concealed wall plate. For general purpose use throughout the facility to hang various items of apparel.
A5200 | Dispenser, Toilet Tissue, SS, 2-Roll, Surface Mntd | 1 | CC | A concealed surface mounted, double roll, satin finish stainless steel, toilet tissue dispenser. Unit accommodates two standard-core toilet tissue rolls through 5" in diameter. Spindles are chrome plated plastic with a heavy-duty internal spring and turn freely for non-controlled delivery. For general purpose use in restrooms.
CT025 | Countertop, Solid Surface with Sink Combination | 1 | CC | A solid, nonporous countertop approximately 36"W x 22"D with a undercounter sink combination. The countertop is an acrylic-based solid surface product with a standard thickness of 1", and a 4" butt backsplash/curb. Surfaces will be easy to clean and maintain. Also referred to as a work surface or work top with sink. Available in a choice of colors, depths and sink shapes. Used for various applications in patient rooms, restrooms and throughout the facility. Usually a part of a casework interior design program. Unit does not include the drain and faucet.
F2015 | Basket, Wastepaper, Metal/Plastic,2 Swinging Doors | 1 | VV | Metal receptacle for soiled / used towels or waste. Equipped with a removable tapered top with two independently operating self-closing, spring hinged doors. Used in public facilities for the collection and temporary storage of refuse.
P9050 | Toilet, Wall Hung, Siphon Jet | 1 | CC | Siphon jet water closet/ toilet. This unit is wall hung with an elongated bowl, top spud flushometer, seat with open front and check hinge, and carrier. Used in restrooms throughout the health care facility.
16 - SB184 - ED Male Staff Shower, Bldg Sprt | 16 - SB184 - ED Male Staff Shower, Bldg Sprt | 16 - SB184 - ED Male Staff Shower, Bldg Sprt | 16 - SB184 - ED Male Staff Shower, Bldg Sprt | 16 - SB184 - ED Male Staff Shower, Bldg Sprt
JSN | NAME | QTY | ACQ/INS | DESCRIPTION
A5030 | Bench, Stall, Shower, Built In | 1 | CC | Shower bench; built-in. Eighteen (18) gauge stainless steel frame with anchors built-in into the wall. Size and shape as required.
A5075 | Dispenser, Soap, Disposable | 1 | VV | Disposable soap dispenser. One-handed dispensing operation. Designed to accommodate disposable soap cartridge and valve.
A5109 | Grab Bar, 1-1/4" Dia., SS, 2 Wall, W/C Accessible | 1 | CC | A 1-1/4" diameter, satin finish stainless steel, peened gripping surface, 2 wall toilet stall/ room, grab bar with concealed mounting flanges. Snap over flanges are provided to conceal mounting screws. A selection of mounting kits and concealed anchor devices are available from the manufacturers for different types of installations. Grab bar shall comply with barrier-free accessibility guidelines for structural strength. For typical water closet applications in toilet stalls and rooms where ADA (American's With Disabilities Act) requirements must be met.
A5110 | Grab Bar, 1-1/4" Dia., SS, 2 Wall, Shower Use | 1 | CC | A 1-1/4" diameter, satin finish stainless steel, peened gripping surface, 2 wall shower, grab bar with concealed mounting flanges. Snap over flanges are provided to conceal mounting screws. A selection of mounting kits and concealed anchor devices are available from the manufacturers for different types of installations. Grab bar shall comply with barrier-free accessibility guidelines for structural strength. For typical applications in shower stalls where ADA (American's With Disabilities Act) requirements must be met.
A5145 | Hook, Garment, Double, SS, Surface Mounted | 1 | CC | A surface mounted, satin finish stainless steel, double garment hook. Equipped with a concealed mounting bracket that is secured to a concealed wall plate. For general purpose use throughout the facility to hang various items of apparel.
A5170 | Rod, Shower Curtain, 1"Diameter, W/Curtain & Hooks | 1 | CC | A concealed mounted, 1" outside diameter, satin finish stainless steel, shower curtain rod with white vinyl shower curtain (72" H) and SS shower curtain hooks. Rod and curtain available in various widths. For general purpose use at shower stall or bathtub locations. Pricing based upon standard shower stall dimensions of 36" x 36" and a standard curtain height of 72".
A5205 | Bar, Towel, 1" Diameter, SS, Surface Mounted | 1 | CC | A surface mounted, satin finish stainless steel, 1" diameter, towel bar. Support posts and flanges are one piece, chrome-plated, cast heavy brass with satin finish. Towel bar shall not rotate within support posts. Available in 18", 24" and 30" widths. For general purpose use in shower or bathtub rooms. Pricing based upon a suggested standard width of 18".
P5040 | Shower, Single, Hand-Held | 1 | CC | A complete, barrier-free, single hand-held, personal shower system. The shower system includes: pressure balanced mixing valve with high temperature limit stop; personal hand shower; shower hose; wall supply; and slide bar. For general purpose use throughout the facility in shower stalls.
17 - SS101 - ED Staff Conference Room, Educ Svc | 17 - SS101 - ED Staff Conference Room, Educ Svc | 17 - SS101 - ED Staff Conference Room, Educ Svc | 17 - SS101 - ED Staff Conference Room, Educ Svc | 17 - SS101 - ED Staff Conference Room, Educ Svc
JSN | NAME | QTY | ACQ/INS | DESCRIPTION
A1010 | Telecommunication Outlet | 1 | VV | Telecommunication outlet location.
A5212 | Bracket, Television, Wall-Mounted, Tilt/Angle | 1 | VV | A wall mounted, tilt/angled TV bracket for 37" to 80" TVs. Mount will be a universal and VESA compliant unit with a load capacity of up to 130 lbs.
A5220 | Bracket, Television, Wall Backing | 1 | CC | Wall mounted television bracket backing which provides additional support and strength for the installation of the television bracket. Option available for interior or exterior plate and sized for 12” 16” or 24” stud spacing.
A6046 | Artwork, Decorative, With Frame | 1 | VV | This JSN is to be used for determining and defining location of decorative artwork.
F0220 | Chair, Conference | 10 | VV | Conference chair designed to complement the executive furniture package selected. Foam rubber cushioned seats and backs covered with either woven fabric or vinyl. Base with 5 (five) swivel casters.
F0765 | Table, Folding / Nesting | 2 | VV | Folding table intended for a variety of uses. Designed with a flip top that allows tables to store nested to minimize needed storage space. Available in multiple laminate finish colors/patterns, bases, surface shapes (description and pricing based on a rectangle shape) and edge finish, . Available with leveling glides or casters (2 locking, 2 non-locking).
F2000 | Basket, Wastepaper, Fire Resistant | 1 | VV | Wastepaper basket, fire resistant, approximately 40 quart capacity. This unit is used to collect and temporarily store small quantities of paper refuse in patient rooms, administrative areas and nursing stations. Size and shape varies depending on the application and manufacturer selected.
F3200 | Clock, Battery, 12" Diameter | 1 | VV | Clock, 12" diameter. Round surface, easy to read numbers with sweep second hand. Wall mounted unit for use when impractical to install a fully synchronized clock system. Battery operated, (batteries not included).
M0512 | Television, HDTV, Large Screen, 60" | 1 | VV | A high definition (HDTV) multimedia, slim design, 60"W to 65"W color television. The TV will have a 16.9 wide screen aspect ratio with full HD 1080p resolution and HDMI connections. TV may be LED, Plasma or LCD. TV will include a stand.
18 - SS287 - ED On-Call Bedroom, Stff Sprt | 18 - SS287 - ED On-Call Bedroom, Stff Sprt | 18 - SS287 - ED On-Call Bedroom, Stff Sprt | 18 - SS287 - ED On-Call Bedroom, Stff Sprt | 18 - SS287 - ED On-Call Bedroom, Stff Sprt
JSN | NAME | QTY | ACQ/INS | DESCRIPTION
A1010 | Telecommunication Outlet | 1 | VV | Telecommunication outlet location.
A1015 | Telephone, Desk, Multiple Line | 1 | VV | Telephone, desk, multiple line.
A5145 | Hook, Garment, Double, SS, Surface Mounted | 1 | CC | A surface mounted, satin finish stainless steel, double garment hook. Equipped with a concealed mounting bracket that is secured to a concealed wall plate. For general purpose use throughout the facility to hang various items of apparel.
A5215 | Bracket, Television, Ceiling Mounted | 1 | CC | Ceiling mounted television bracket for flat panel LCD and Plasma screens. The bracket shall be a universal style mount with a load capacity of 200 pounds with adjustments of 0-15 degree tilt and 360 degree swivel. Shall be capable of accommodating various size units.
A6046 | Artwork, Decorative, With Frame | 1 | VV | This JSN is to be used for determining and defining location of decorative artwork.
C0025 | Cabinet, Wardrobe, 1 Door, 84x24x22 | 1 | CC | Wardrobe cabinet with a fixed shelf, clothing rod, and a solid or louvered right or left-hinged door (appropriate door hinge configuration to be indicated on the equipment elevation drawings), an optional locking door is available. Also referred to as a wardrobe case, unit or storage unit. Used for storage of clothing and personal items.
E0042 | Workcenter, Computer, Free Standing, 48" W | 1 | VV | THIS TYPICAL INCLUDES: 1 Tool Rail 2 Paper Tray 1 Diagonal Tray 1 Freestanding Work Surface 1 Mobile Pedestal, Box/File 1 Adjustable Keyboard Tray
F0280 | Chair, Swivel, Low Back | 1 | VV | Low back contemporary swivel chair, 37" high X 25" wide X 31" deep with a five (5) caster swivel base, arms and foam padded seat and back upholstered with either woven textile fabric or vinyl.
F0400 | Cabinet, Bedside, Door, Drawer | 1 | VV | Bedside cabinet for storage of both the patient's personal items and small patient support items. Approximately 31" high X 21" wide X 19" deep with one (1) drawer and one (1) closed storage closet. Drawer is removable so interior can be sanitized. May come in a 3 drawer version.
F2000 | Basket, Wastepaper, Fire Resistant | 1 | VV | Wastepaper basket, fire resistant, approximately 40 quart capacity. This unit is used to collect and temporarily store small quantities of paper refuse in patient rooms, administrative areas and nursing stations. Size and shape varies depending on the application and manufacturer selected.
F2405 | Bed, Non-medical, Single | 1 | VV | Single bed, approximately 18" high X 83" wide X 40" deep. Bed is used for non-inpatient stay activities (testing, visitor/staff sleeping).
F2420 | Lamp, Table, With Shade | 1 | VV | Table lamp, 27-34" high X 6" wide X 6" deep with linen shade. Convenience outlet required at point of use.
F3200 | Clock, Battery, 12" Diameter | 1 | VV | Clock, 12" diameter. Round surface, easy to read numbers with sweep second hand. Wall mounted unit for use when impractical to install a fully synchronized clock system. Battery operated, (batteries not included).
M0515 | Television, HD, 40" Class | 1 | VV | High definition (HDTV) multimedia flat panel LED 40" class display television. The TV will have a 16:9 wide screen aspect ratio, minimum of 1920 x 1080 display resolution, digital tuner, minimum refresh rate of 60Hz, minimum of two HDMI ports and 1 USB port ENERGY STAR certified.
M1801 | Computer, Microprocessing, w/Flat Panel Monitor | 1 | VV | Desk top microprocessing computer. The unit shall consist of a central processing mini tower, flat panel monitor, keyboard, mouse and speakers. The system shall have the following minimum characteristics: a 2.8 GHz Pentium processor; 512 MB memory; 80GB hard drive; 32/48x CD-ROMDVD combo; 1.44MB network interface card; video 32 MB NVIDIA; a 18 inch flat panel monitor. The computer is used throughout the facility to input, manipulate and retrieve information.
M7025 | Mattress, Bed, Hospital | 1 | VV | Hospital bed mattress. These mattresses are usually filled with multi-layered foam, wire coil innersprings, or a combination of both. Mattresses are made of a fire retardant material (to meet California standard) and are enclosed in waterproof anti-microbial covers. For hospital use.
19 - SB196 - ED On-Call Toilet / Shower, Bldg Sprt | 19 - SB196 - ED On-Call Toilet / Shower, Bldg Sprt | 19 - SB196 - ED On-Call Toilet / Shower, Bldg Sprt | 19 - SB196 - ED On-Call Toilet / Shower, Bldg Sprt | 19 - SB196 - ED On-Call Toilet / Shower, Bldg Sprt
JSN | NAME | QTY | ACQ/INS | DESCRIPTION
A1090 | Mirror, Float Glass, With SS Frame & Shelf | 1 | CC | A high quality 1/4" polished float glass mirror, approximately 36' H X 18' W framed in a one-piece, bright polished, stainless steel channel frame with 90° mitered corners and an integral stainless steel, stain finish, shelf. All edges of the mirror are protected by absorbing filler strips. Mirror has a galvanized steel back with integral horizontal hanging brackets and wall hanger for concealed mounting. For mounting above single wall mounted lavatories located in restroom areas, Doctor examination areas, offices, etc. May also be used above double lavatories, either wall or countertop mounted.
A5030 | Bench, Stall, Shower, Built In | 1 | CC | Shower bench; built-in. Eighteen (18) gauge stainless steel frame with anchors built-in into the wall. Size and shape as required.
A5075 | Dispenser, Soap, Disposable | 1 | VV | Disposable soap dispenser. One-handed dispensing operation. Designed to accommodate disposable soap cartridge and valve.
A5082 | Dispenser, Paper Towel, Sensor, Hands Free | 1 | CC | A surface mounted, sensor activated, automatic, roll paper towel dispenser. The unit dispenses a paper towel automatically only when hands are place in position below the dispenser for maximum sanitation and hygiene. May include adjustable settings for sheet length, time delay, and sensor range. Unit is battery operated or with optional AC power adapter.
A5090 | Disposal, Sanitary Napkin, SS, Surface Mounted | 1 | CC | A surface mounted, satin finish stainless steel, sanitary napkin disposal. Disposal features a flip-up cover, secured to the container by a heavy duty stainless steel piano-hinge. Disposal may be secured to wall or toilet partition. For general purpose use in female toilet stalls or rooms and uni-sex toilet rooms.
A5109 | Grab Bar, 1-1/4" Dia., SS, 2 Wall, W/C Accessible | 1 | CC | A 1-1/4" diameter, satin finish stainless steel, peened gripping surface, 2 wall toilet stall/ room, grab bar with concealed mounting flanges. Snap over flanges are provided to conceal mounting screws. A selection of mounting kits and concealed anchor devices are available from the manufacturers for different types of installations. Grab bar shall comply with barrier-free accessibility guidelines for structural strength. For typical water closet applications in toilet stalls and rooms where ADA (American's With Disabilities Act) requirements must be met.
A5110 | Grab Bar, 1-1/4" Dia., SS, 2 Wall, Shower Use | 1 | CC | A 1-1/4" diameter, satin finish stainless steel, peened gripping surface, 2 wall shower, grab bar with concealed mounting flanges. Snap over flanges are provided to conceal mounting screws. A selection of mounting kits and concealed anchor devices are available from the manufacturers for different types of installations. Grab bar shall comply with barrier-free accessibility guidelines for structural strength. For typical applications in shower stalls where ADA (American's With Disabilities Act) requirements must be met.
A5145 | Hook, Garment, Double, SS, Surface Mounted | 1 | CC | A surface mounted, satin finish stainless steel, double garment hook. Equipped with a concealed mounting bracket that is secured to a concealed wall plate. For general purpose use throughout the facility to hang various items of apparel.
A5170 | Rod, Shower Curtain, 1"Diameter, W/Curtain & Hooks | 1 | CC | A concealed mounted, 1" outside diameter, satin finish stainless steel, shower curtain rod with white vinyl shower curtain (72" H) and SS shower curtain hooks. Rod and curtain available in various widths. For general purpose use at shower stall or bathtub locations. Pricing based upon standard shower stall dimensions of 36" x 36" and a standard curtain height of 72".
A5200 | Dispenser, Toilet Tissue, SS, 2-Roll, Surface Mntd | 1 | CC | A concealed surface mounted, double roll, satin finish stainless steel, toilet tissue dispenser. Unit accommodates two standard-core toilet tissue rolls through 5" in diameter. Spindles are chrome plated plastic with a heavy-duty internal spring and turn freely for non-controlled delivery. For general purpose use in restrooms.
A5205 | Bar, Towel, 1" Diameter, SS, Surface Mounted | 1 | CC | A surface mounted, satin finish stainless steel, 1" diameter, towel bar. Support posts and flanges are one piece, chrome-plated, cast heavy brass with satin finish. Towel bar shall not rotate within support posts. Available in 18", 24" and 30" widths. For general purpose use in shower or bathtub rooms. Pricing based upon a suggested standard width of 18".
F2010 | Basket, Wastepaper, Step-On | 1 | VV | "Step-on" wastepaper basket with inner liner and foot petal activated flip top.
P3000 | Lavatory, Vitreous China, Straight Back | 1 | CC | Wall mounted, vitreous china lavatory (approximate bowl size 7"x15"x10") with: straight-front apron, straight or contoured back; faucet holes on 4" centers; gooseneck spout; wrist blade handles; and grid strainer. It shall be suitable for use in clinics, offices, washrooms or patient care areas.
P5040 | Shower, Single, Hand-Held | 1 | CC | A complete, barrier-free, single hand-held, personal shower system. The shower system includes: pressure balanced mixing valve with high temperature limit stop; personal hand shower; shower hose; wall supply; and slide bar. For general purpose use throughout the facility in shower stalls.
P9050 | Toilet, Wall Hung, Siphon Jet | 1 | CC | Siphon jet water closet/ toilet. This unit is wall hung with an elongated bowl, top spud flushometer, seat with open front and check hinge, and carrier. Used in restrooms throughout the health care facility.
11 - EDUCATION AREA | 11 - EDUCATION AREA | 11 - EDUCATION AREA | 11 - EDUCATION AREA | 11 - EDUCATION AREA
1 - SS111 - ED Staff Training / Classroom, Educ Svc | 1 - SS111 - ED Staff Training / Classroom, Educ Svc | 1 - SS111 - ED Staff Training / Classroom, Educ Svc | 1 - SS111 - ED Staff Training / Classroom, Educ Svc | 1 - SS111 - ED Staff Training / Classroom, Educ Svc
JSN | NAME | QTY | ACQ/INS | DESCRIPTION
A1010 | Telecommunication Outlet | 3 | VV | Telecommunication outlet location.
F0115 | Bookcase, Open, 5 Shelf | 1 | VV | Freestanding open shelf bookcase, approximately 82" high X 37" wide X 18" deep with 5 (five) adjustable shelves. Unit can be separate or part of a system with available add-on shelving.
F0300 | Chair, Task, Swivel, With Arms | 6 | VV | Task chair, approximately 34" H X 26" W X 22" D with adjustable arms and a five caster adjustable swivel base. Seat and back are foam padded and upholstered in woven fabric or vinyl.
F0780 | Table, Work, 60W x 30D | 6 | VV | Work table approximately 29" high X 60" wide X 30" deep with top and four (4) non-folding legs.
F2000 | Basket, Wastepaper, Fire Resistant | 1 | VV | Wastepaper basket, fire resistant, approximately 40 quart capacity. This unit is used to collect and temporarily store small quantities of paper refuse in patient rooms, administrative areas and nursing stations. Size and shape varies depending on the application and manufacturer selected.
F3200 | Clock, Battery, 12" Diameter | 1 | VV | Clock, 12" diameter. Round surface, easy to read numbers with sweep second hand. Wall mounted unit for use when impractical to install a fully synchronized clock system. Battery operated, (batteries not included).
M1801 | Computer, Microprocessing, w/Flat Panel Monitor | 6 | VV | Desk top microprocessing computer. The unit shall consist of a central processing mini tower, flat panel monitor, keyboard, mouse and speakers. The system shall have the following minimum characteristics: a 2.8 GHz Pentium processor; 512 MB memory; 80GB hard drive; 32/48x CD-ROMDVD combo; 1.44MB network interface card; video 32 MB NVIDIA; a 18 inch flat panel monitor. The computer is used throughout the facility to input, manipulate and retrieve information.
2 - SS186 - ED Training Materials Storage Room, Educ Svc | 2 - SS186 - ED Training Materials Storage Room, Educ Svc | 2 - SS186 - ED Training Materials Storage Room, Educ Svc | 2 - SS186 - ED Training Materials Storage Room, Educ Svc | 2 - SS186 - ED Training Materials Storage Room, Educ Svc
JSN | NAME | QTY | ACQ/INS | DESCRIPTION
A1010 | Telecommunication Outlet | 1 | VV | Telecommunication outlet location.
A1014 | Telephone, Wall Mounted, 1 Line, With Speaker | 1 | VV | Telephone, wall mounted, 1 line, with speaker.
M2055 | Shelving, Storage, Wire, CRS, w/Adjustable Shelves | 2 | VV | Stationary, wire, shelving unit. Unit has fully adjustable shelves constructed of stainless steel. For use in general purpose storage areas. Shelving is provided in various sizes and configurations. Price provided is for a unit approximately 74"H x 18"D x 48"W with four shelves.