## Report Info
Contents - VA PG-18-5 Department of Veterans Affairs PROSTHETICS AND SENSORY AIDS SERVICE (308) Workshop Report Generated: 15 Mar 2022 10:29AM ET

## PROSTHETICS AND SENSORY AIDS SE
PROSTHETICS AND SENSORY AIDS SERVICE (308) | PROSTHETICS AND SENSORY AIDS SERVICE (308) | PROSTHETICS AND SENSORY AIDS SERVICE (308) | PROSTHETICS AND SENSORY AIDS SERVICE (308) | PROSTHETICS AND SENSORY AIDS SERVICE (308)
1 - RECEPTION AREA | 1 - RECEPTION AREA | 1 - RECEPTION AREA | 1 - RECEPTION AREA | 1 - RECEPTION AREA
1 - SB003 - Prsthcs Svc Waiting, Bldg Sprt | 1 - SB003 - Prsthcs Svc Waiting, Bldg Sprt | 1 - SB003 - Prsthcs Svc Waiting, Bldg Sprt | 1 - SB003 - Prsthcs Svc Waiting, Bldg Sprt | 1 - SB003 - Prsthcs Svc Waiting, Bldg Sprt
JSN | NAME | QTY | ACQ/INS | DESCRIPTION
A5077 | Dispenser, Hand Sanitizer, Hands-Free | 1 | VV | A touch free wall-mounted hand sanitizer dispenser. For use throughout a healthcare facility. Unit does not include the sanitizing liquid. Units are battery operated.
A6046 | Artwork, Decorative, With Frame | 1 | VV | This JSN is to be used for determining and defining location of decorative artwork.
F0206 | Chair, Side, Bariatric, With Arms | 1 | VV | A bariatric side chair with arms for use in a waiting room, lobby or other patient area. Chair will have a padded seat and back and have a capacity of 800 pounds.
F0305 | Chair, Waiting Room, Single | 1 | VV | Single seat waiting room chair with foam padded seat and back. Upholstered with either woven fabric textile or vinyl. Arms and floor glides included.
F2000 | Basket, Wastepaper, Fire Resistant | 1 | VV | Wastepaper basket, fire resistant, approximately 40 quart capacity. This unit is used to collect and temporarily store small quantities of paper refuse in patient rooms, administrative areas and nursing stations. Size and shape varies depending on the application and manufacturer selected.
F2300 | Rack, Magazine, Wall Mounted | 1 | VV | Wall mounted magazine rack with nine (9) magazine holding compartments.
F3200 | Clock, Battery, 12" Diameter | 1 | VV | Clock, 12" diameter. Round surface, easy to read numbers with sweep second hand. Wall mounted unit for use when impractical to install a fully synchronized clock system. Battery operated, (batteries not included).
2 - SC183 - Prsthcs Svc Reception, Clncl Sprt | 2 - SC183 - Prsthcs Svc Reception, Clncl Sprt | 2 - SC183 - Prsthcs Svc Reception, Clncl Sprt | 2 - SC183 - Prsthcs Svc Reception, Clncl Sprt | 2 - SC183 - Prsthcs Svc Reception, Clncl Sprt
JSN | NAME | QTY | ACQ/INS | DESCRIPTION
A1015 | Telephone, Desk, Multiple Line | 1 | VV | Telephone, desk, multiple line.
A6105 | Counter, Reception Control, Built-In | 1 | CC | Counter, control, inpatient, built-in. Consists of two 18” wide base cabinets with two drawers and file drawer, two 30” wide pencil drawers and two 18” wide base cabinet with four drawers. The countertop shall be a composition of wood particle core with plastic laminate surface having a hard smooth surface finish, standard thickness of 1” and a 4” butt backsplash/curb. Pricing based on a 30" depth.
F0275 | Chair, Swivel, High Back | 1 | VV | Highback contemporary swivel chair, 41" high X 23" wide X 23" deep with five (5) caster swivel base and arms. Chair may be used at desks or in conference rooms. Back and seat are foam padded and upholstered with either woven textile fabric or vinyl.
F2000 | Basket, Wastepaper, Fire Resistant | 1 | VV | Wastepaper basket, fire resistant, approximately 40 quart capacity. This unit is used to collect and temporarily store small quantities of paper refuse in patient rooms, administrative areas and nursing stations. Size and shape varies depending on the application and manufacturer selected.
M1801 | Computer, Microprocessing, w/Flat Panel Monitor | 1 | VV | Desk top microprocessing computer. The unit shall consist of a central processing mini tower, flat panel monitor, keyboard, mouse and speakers. The system shall have the following minimum characteristics: a 2.8 GHz Pentium processor; 512 MB memory; 80GB hard drive; 32/48x CD-ROMDVD combo; 1.44MB network interface card; video 32 MB NVIDIA; a 18 inch flat panel monitor. The computer is used throughout the facility to input, manipulate and retrieve information.
3 - SC172 - Prsthcs Svc Patient Education Workstation, Clncl Sprt | 3 - SC172 - Prsthcs Svc Patient Education Workstation, Clncl Sprt | 3 - SC172 - Prsthcs Svc Patient Education Workstation, Clncl Sprt | 3 - SC172 - Prsthcs Svc Patient Education Workstation, Clncl Sprt | 3 - SC172 - Prsthcs Svc Patient Education Workstation, Clncl Sprt
JSN | NAME | QTY | ACQ/INS | DESCRIPTION
A1010 | Telecommunication Outlet | 1 | VV | Telecommunication outlet location.
A6046 | Artwork, Decorative, With Frame | 1 | VV | This JSN is to be used for determining and defining location of decorative artwork.
E0042 | Workcenter, Computer, Free Standing, 48" W | 1 | VV | THIS TYPICAL INCLUDES: 1 Tool Rail 2 Paper Tray 1 Diagonal Tray 1 Freestanding Work Surface 1 Mobile Pedestal, Box/File 1 Adjustable Keyboard Tray
F0280 | Chair, Swivel, Low Back | 1 | VV | Low back contemporary swivel chair, 37" high X 25" wide X 31" deep with a five (5) caster swivel base, arms and foam padded seat and back upholstered with either woven textile fabric or vinyl.
F2000 | Basket, Wastepaper, Fire Resistant | 1 | VV | Wastepaper basket, fire resistant, approximately 40 quart capacity. This unit is used to collect and temporarily store small quantities of paper refuse in patient rooms, administrative areas and nursing stations. Size and shape varies depending on the application and manufacturer selected.
F3200 | Clock, Battery, 12" Diameter | 1 | VV | Clock, 12" diameter. Round surface, easy to read numbers with sweep second hand. Wall mounted unit for use when impractical to install a fully synchronized clock system. Battery operated, (batteries not included).
M1801 | Computer, Microprocessing, w/Flat Panel Monitor | 1 | VV | Desk top microprocessing computer. The unit shall consist of a central processing mini tower, flat panel monitor, keyboard, mouse and speakers. The system shall have the following minimum characteristics: a 2.8 GHz Pentium processor; 512 MB memory; 80GB hard drive; 32/48x CD-ROMDVD combo; 1.44MB network interface card; video 32 MB NVIDIA; a 18 inch flat panel monitor. The computer is used throughout the facility to input, manipulate and retrieve information.
M1825 | Printer, Computer | 1 | VV | High resolution computer printer with a variety of type styles and sheet/envelope feeder trays. Database information reflects network ready, medium duty office style laser printers. Other types of printers (bubble jet, dot matrix, line or plotter) as well as light or heavy use capabilities are available.
4 - SB191 - Prsthcs Svc Visitor Toilet, Bldg Sprt | 4 - SB191 - Prsthcs Svc Visitor Toilet, Bldg Sprt | 4 - SB191 - Prsthcs Svc Visitor Toilet, Bldg Sprt | 4 - SB191 - Prsthcs Svc Visitor Toilet, Bldg Sprt | 4 - SB191 - Prsthcs Svc Visitor Toilet, Bldg Sprt
JSN | NAME | QTY | ACQ/INS | DESCRIPTION
A1067 | Mirror, Float Glass, ADA Accessible | 1 | CC | A high quality 1/4" polished float glass mirror with a stainless steel frame. Frame holds mirror in a tilted position for accessibility and compliance with ADA requirements. Mirror has a galvanized steel back secured to frame with concealed screws with integral horizontal hanging brackets. Mirror shall be approximately 18" wide and 36" high. Other sizes are available.
A4995 | Table, Diaper Changing, Wall Mounted | 1 | CC | Wall mounted diaper changing table for use in public restrooms. Unit is a fold down system that folds upward when not in use for minimal intrusion into the room. Changing surface is contoured and has safety belt to insure that an infant will not fall from the table. Table is designed to hold no less than 250 pounds static weight. Closed dimensions are approximately 21" H x 36" W x 5" D. Open dimensions vary according to style. One system's open dimensions are 15 " high, 32" wide and 19" deep.
A5075 | Dispenser, Soap, Disposable | 1 | VV | Disposable soap dispenser. One-handed dispensing operation. Designed to accommodate disposable soap cartridge and valve.
A5082 | Dispenser, Paper Towel, Sensor, Hands Free | 1 | CC | A surface mounted, sensor activated, automatic, roll paper towel dispenser. The unit dispenses a paper towel automatically only when hands are place in position below the dispenser for maximum sanitation and hygiene. May include adjustable settings for sheet length, time delay, and sensor range. Unit is battery operated or with optional AC power adapter.
A5090 | Disposal, Sanitary Napkin, SS, Surface Mounted | 1 | CC | A surface mounted, satin finish stainless steel, sanitary napkin disposal. Disposal features a flip-up cover, secured to the container by a heavy duty stainless steel piano-hinge. Disposal may be secured to wall or toilet partition. For general purpose use in female toilet stalls or rooms and uni-sex toilet rooms.
A5109 | Grab Bar, 1-1/4" Dia., SS, 2 Wall, W/C Accessible | 1 | CC | A 1-1/4" diameter, satin finish stainless steel, peened gripping surface, 2 wall toilet stall/ room, grab bar with concealed mounting flanges. Snap over flanges are provided to conceal mounting screws. A selection of mounting kits and concealed anchor devices are available from the manufacturers for different types of installations. Grab bar shall comply with barrier-free accessibility guidelines for structural strength. For typical water closet applications in toilet stalls and rooms where ADA (American's With Disabilities Act) requirements must be met.
A5145 | Hook, Garment, Double, SS, Surface Mounted | 1 | CC | A surface mounted, satin finish stainless steel, double garment hook. Equipped with a concealed mounting bracket that is secured to a concealed wall plate. For general purpose use throughout the facility to hang various items of apparel.
A5200 | Dispenser, Toilet Tissue, SS, 2-Roll, Surface Mntd | 1 | CC | A concealed surface mounted, double roll, satin finish stainless steel, toilet tissue dispenser. Unit accommodates two standard-core toilet tissue rolls through 5" in diameter. Spindles are chrome plated plastic with a heavy-duty internal spring and turn freely for non-controlled delivery. For general purpose use in restrooms.
F2010 | Basket, Wastepaper, Step-On | 1 | VV | "Step-on" wastepaper basket with inner liner and foot petal activated flip top.
P3200 | Lavatory, Vitreous China, Slab Type w/Sens Op Fauc | 1 | CC | Wall mounted, slab type, vitreous china, lavatory (approximately 7 x 15 x 10 inches) with faucet holes on 4 inch centers; electronic sensor operated, goose neck spout and grid strainer. It shall be suitable for use in clinics, offices and patient care areas.
P9050 | Toilet, Wall Hung, Siphon Jet | 1 | CC | Siphon jet water closet/ toilet. This unit is wall hung with an elongated bowl, top spud flushometer, seat with open front and check hinge, and carrier. Used in restrooms throughout the health care facility.
2 - PATIENT AREA | 2 - PATIENT AREA | 2 - PATIENT AREA | 2 - PATIENT AREA | 2 - PATIENT AREA
1 - CPR01 - Soft Goods Fabrication Fitting / Exam Room, Prsthtcs Svc | 1 - CPR01 - Soft Goods Fabrication Fitting / Exam Room, Prsthtcs Svc | 1 - CPR01 - Soft Goods Fabrication Fitting / Exam Room, Prsthtcs Svc | 1 - CPR01 - Soft Goods Fabrication Fitting / Exam Room, Prsthtcs Svc | 1 - CPR01 - Soft Goods Fabrication Fitting / Exam Room, Prsthtcs Svc
JSN | NAME | QTY | ACQ/INS | DESCRIPTION
A1010 | Telecommunication Outlet | 2 | VV | Telecommunication outlet location.
A1012 | Telephone, Wall Mounted, 1 Line | 1 | VV | Telephone, wall mounted, 1 line.
A1066 | Mirror, Float Glass, With SS Frame | 1 | CC | A high quality 1/4" polished float glass mirror 36X18, framed in a one-piece, bright polished, stainless steel channel frame with 90° mitered corners. All edges of the mirror are protected by absorbing filler strips. Mirror has a galvanized steel back with integral horizontal hanging brackets and wall hanger for concealed mounting. For mounting above single wall mounted lavatories located in toilet areas, Doctors examination offices, etc. May also be used above double lavatories, either wall or countertop mounted, found in restroom areas.
A1132 | Rail, Accessory Mounting, Length As Required | 2 | VC | Horizontal equipment mounting rail with lock mounting devices capable of; supporting up to 75 pounds each, being repositioned, and mounting and dismounting of equipment without the use of tools (special tools may be required to unlock adapter that was previously locked to the rail). The rail must be capable of supporting medical equipment and accessories normally found in exam or patient rooms. The rail system must be capable of mounting and dismounting equipment without leaving or creating new holes in the finished surface of the wall. The rail system utilizes a series of mounting plates and adapters specific to the device being mounted to the rail. The plate and adapter rail mounting kit must be specified to match the equipment being mounted to the equipment rail.
A5075 | Dispenser, Soap, Disposable | 1 | VV | Disposable soap dispenser. One-handed dispensing operation. Designed to accommodate disposable soap cartridge and valve.
A5080 | Dispenser, Paper Towel, SS, Surface Mounted | 1 | CC | A surface mounted, satin finish stainless steel, single-fold, paper towel dispenser. Dispenser features: tumbler lock; front hinged at bottom; and refill indicator slot. Minimum capacity 400 single-fold paper towels. For general purpose use throughout the facility.
A5106 | Waste Disposal Unit, Sharps w/Glove Dispenser | 1 | VV | The unit is designed for the disposal of sharps and complies with OSHA guidelines for the handling of sharps. It shall house a 5 quart container and be capable of being mounted on a wall. It shall have a glove dispenser attached. The unit shall be secured by a locked enclosure.
A5145 | Hook, Garment, Double, SS, Surface Mounted | 2 | CC | A surface mounted, satin finish stainless steel, double garment hook. Equipped with a concealed mounting bracket that is secured to a concealed wall plate. For general purpose use throughout the facility to hang various items of apparel.
A5180 | Track, Cubicle, Surface Mounted, With Curtain | 10 | VV | Surface mounted cubicle track, with curtain. Track constructed of thick extruded aluminum. Equipped with self lubricating carriers, beaded drop chain hooks, and flame resistant curtain. To include removable end caps. Designed to be suspended around patient areas where privacy is needed. Price listed is per foot of the track, curtains to be priced per quote.
A6046 | Artwork, Decorative, With Frame | 1 | VV | This JSN is to be used for determining and defining location of decorative artwork.
E0948 | Cart, General Storage, Mobile, 42"H x 32"W x 22"D | 1 | VV | THIS TYPICAL INCLUDES: 1 Cart Body, Style-A Narrow, w/Raised Edge Top 2 Drawers, 3" H 4 Drawers, 6" H 1 Accessory Rail, Side Drawer Organizer Bins
F0210 | Chair, Side, Without Arms | 1 | VV | Upholstered side chair approximately 32" high X 19" wide X 23" deep with floor glides. Seat is non-tilting and without arms.
F0340 | Stool, Self Adjusting | 1 | VV | Self adjusting stool. Consists of a foam padded upholstered seat with attached foot rest for added comfort. Mounted on swivel casters. Designed for doctor's use during examinations.
F2000 | Basket, Wastepaper, Fire Resistant | 1 | VV | Wastepaper basket, fire resistant, approximately 40 quart capacity. This unit is used to collect and temporarily store small quantities of paper refuse in patient rooms, administrative areas and nursing stations. Size and shape varies depending on the application and manufacturer selected.
F3200 | Clock, Battery, 12" Diameter | 1 | VV | Clock, 12" diameter. Round surface, easy to read numbers with sweep second hand. Wall mounted unit for use when impractical to install a fully synchronized clock system. Battery operated, (batteries not included).
M1620 | Holder, Chart, Patient, Wall or Door Mounted | 1 | VV | Wall or door mounted patient chart holder. Constructed of durable plastic or metal. Used for holding patient records. Size as required.
M1801 | Computer, Microprocessing, w/Flat Panel Monitor | 1 | VV | Desk top microprocessing computer. The unit shall consist of a central processing mini tower, flat panel monitor, keyboard, mouse and speakers. The system shall have the following minimum characteristics: a 2.8 GHz Pentium processor; 512 MB memory; 80GB hard drive; 32/48x CD-ROMDVD combo; 1.44MB network interface card; video 32 MB NVIDIA; a 18 inch flat panel monitor. The computer is used throughout the facility to input, manipulate and retrieve information.
M1802 | Work Station, Computer, Retractable, Wall Mounted | 1 | VV | A wall mounted retractable work station. Work station is used as a computer station in treatment rooms, exam rooms and areas where physical space in limited.
M3072 | Frame, Infectious Waste Bag w/Lid | 1 | VV | Frame for an infectious waste collection bag. Made of heavy tubular stainless steel with heavy gauge welded steel platform. Adjust to hold 18" or 25" trash bags. Mounted on ball bearing casters and includes permanently mounted hinged lid. Provides means of bagging infectious waste at point of waste generation.
M4100 | Sphygmomanometer, Aneroid, Wall Mounted | 1 | VV | Aneroid sphygmomanometer. Unit is wall mounted and has large graphic dial display for easy reading from all angles. It has a 90 degree (angle) swivel and 10 degree (angle) forward tilt to reduce glare. Unit accuracy is within 1% of reading. Sturdy impact-resistant construction.
M4200 | Otoscope/Ophthalmoscope, Wall Mounted | 1 | VV | Wall mounted otoscope and ophthalmoscope. Includes 6 foot line cord and plug and accepts and includes two handles. Contains head turn-on/turn-off, built-in speculum tray and 8 foot coiled cords. Unit is designed for use in patient exam rooms.
M7401 | Light, Exam, Mobile, Spotlight, Mobile Stand | 1 | VV | The exam light shall be a mobile floor unit. The light will be a halogen bulb or LED that can produce a continuous and homogeneous spot of light adjustable from 5 to 9 inches in diameter from a set distance. The light intensity shall be a minimum of 750 foot-candles at a distance of 16 inches and have a color temperature of 3,200 degrees Kelvin. The unit will consist of an arm or sleeve of approximately 45 inches in length to allow for easy arm rotation and arm movement up and down. The unit shall be mounted on a caster base for easy movement.,
M9025 | Table, Examination/Treatment, With Cabinet | 1 | VV | Table, examination/treatment with cabinet. Cabinet type exam table with three section upholstered top adjustable to a full chair position. Concealed heel stirrups, dual outlets, drawers, and storage space with optional armboard. Unit is designed for general use in examination/treatment rooms.
P3100 | Lavatory, Vitreous China, Slab Type | 1 | CC | Wall mounted, slab type, vitreous china, lavatory (approximate bowl size 7"x15"x10") with: faucet holes on 4" centers; gooseneck spout; wrist blade handles; and grid strainer. It shall be suitable for use in clinics, offices, washrooms or patient care area.
2 - CPR02 - Custom Fabrication Fitting / Exam Room, Prsthtcs Svc | 2 - CPR02 - Custom Fabrication Fitting / Exam Room, Prsthtcs Svc | 2 - CPR02 - Custom Fabrication Fitting / Exam Room, Prsthtcs Svc | 2 - CPR02 - Custom Fabrication Fitting / Exam Room, Prsthtcs Svc | 2 - CPR02 - Custom Fabrication Fitting / Exam Room, Prsthtcs Svc
JSN | NAME | QTY | ACQ/INS | DESCRIPTION
A1010 | Telecommunication Outlet | 2 | VV | Telecommunication outlet location.
A1012 | Telephone, Wall Mounted, 1 Line | 1 | VV | Telephone, wall mounted, 1 line.
A1066 | Mirror, Float Glass, With SS Frame | 1 | CC | A high quality 1/4" polished float glass mirror 36X18, framed in a one-piece, bright polished, stainless steel channel frame with 90° mitered corners. All edges of the mirror are protected by absorbing filler strips. Mirror has a galvanized steel back with integral horizontal hanging brackets and wall hanger for concealed mounting. For mounting above single wall mounted lavatories located in toilet areas, Doctors examination offices, etc. May also be used above double lavatories, either wall or countertop mounted, found in restroom areas.
A1132 | Rail, Accessory Mounting, Length As Required | 2 | VC | Horizontal equipment mounting rail with lock mounting devices capable of; supporting up to 75 pounds each, being repositioned, and mounting and dismounting of equipment without the use of tools (special tools may be required to unlock adapter that was previously locked to the rail). The rail must be capable of supporting medical equipment and accessories normally found in exam or patient rooms. The rail system must be capable of mounting and dismounting equipment without leaving or creating new holes in the finished surface of the wall. The rail system utilizes a series of mounting plates and adapters specific to the device being mounted to the rail. The plate and adapter rail mounting kit must be specified to match the equipment being mounted to the equipment rail.
A5075 | Dispenser, Soap, Disposable | 1 | VV | Disposable soap dispenser. One-handed dispensing operation. Designed to accommodate disposable soap cartridge and valve.
A5080 | Dispenser, Paper Towel, SS, Surface Mounted | 1 | CC | A surface mounted, satin finish stainless steel, single-fold, paper towel dispenser. Dispenser features: tumbler lock; front hinged at bottom; and refill indicator slot. Minimum capacity 400 single-fold paper towels. For general purpose use throughout the facility.
A5106 | Waste Disposal Unit, Sharps w/Glove Dispenser | 1 | VV | The unit is designed for the disposal of sharps and complies with OSHA guidelines for the handling of sharps. It shall house a 5 quart container and be capable of being mounted on a wall. It shall have a glove dispenser attached. The unit shall be secured by a locked enclosure.
A5145 | Hook, Garment, Double, SS, Surface Mounted | 2 | CC | A surface mounted, satin finish stainless steel, double garment hook. Equipped with a concealed mounting bracket that is secured to a concealed wall plate. For general purpose use throughout the facility to hang various items of apparel.
A5180 | Track, Cubicle, Surface Mounted, With Curtain | 10 | VV | Surface mounted cubicle track, with curtain. Track constructed of thick extruded aluminum. Equipped with self lubricating carriers, beaded drop chain hooks, and flame resistant curtain. To include removable end caps. Designed to be suspended around patient areas where privacy is needed. Price listed is per foot of the track, curtains to be priced per quote.
A6046 | Artwork, Decorative, With Frame | 1 | VV | This JSN is to be used for determining and defining location of decorative artwork.
E0948 | Cart, General Storage, Mobile, 42"H x 32"W x 22"D | 1 | VV | THIS TYPICAL INCLUDES: 1 Cart Body, Style-A Narrow, w/Raised Edge Top 2 Drawers, 3" H 4 Drawers, 6" H 1 Accessory Rail, Side Drawer Organizer Bins
F0210 | Chair, Side, Without Arms | 1 | VV | Upholstered side chair approximately 32" high X 19" wide X 23" deep with floor glides. Seat is non-tilting and without arms.
F0340 | Stool, Self Adjusting | 1 | VV | Self adjusting stool. Consists of a foam padded upholstered seat with attached foot rest for added comfort. Mounted on swivel casters. Designed for doctor's use during examinations.
F2000 | Basket, Wastepaper, Fire Resistant | 1 | VV | Wastepaper basket, fire resistant, approximately 40 quart capacity. This unit is used to collect and temporarily store small quantities of paper refuse in patient rooms, administrative areas and nursing stations. Size and shape varies depending on the application and manufacturer selected.
F3200 | Clock, Battery, 12" Diameter | 1 | VV | Clock, 12" diameter. Round surface, easy to read numbers with sweep second hand. Wall mounted unit for use when impractical to install a fully synchronized clock system. Battery operated, (batteries not included).
M1620 | Holder, Chart, Patient, Wall or Door Mounted | 1 | VV | Wall or door mounted patient chart holder. Constructed of durable plastic or metal. Used for holding patient records. Size as required.
M1801 | Computer, Microprocessing, w/Flat Panel Monitor | 1 | VV | Desk top microprocessing computer. The unit shall consist of a central processing mini tower, flat panel monitor, keyboard, mouse and speakers. The system shall have the following minimum characteristics: a 2.8 GHz Pentium processor; 512 MB memory; 80GB hard drive; 32/48x CD-ROMDVD combo; 1.44MB network interface card; video 32 MB NVIDIA; a 18 inch flat panel monitor. The computer is used throughout the facility to input, manipulate and retrieve information.
M1802 | Work Station, Computer, Retractable, Wall Mounted | 1 | VV | A wall mounted retractable work station. Work station is used as a computer station in treatment rooms, exam rooms and areas where physical space in limited.
M3072 | Frame, Infectious Waste Bag w/Lid | 1 | VV | Frame for an infectious waste collection bag. Made of heavy tubular stainless steel with heavy gauge welded steel platform. Adjust to hold 18" or 25" trash bags. Mounted on ball bearing casters and includes permanently mounted hinged lid. Provides means of bagging infectious waste at point of waste generation.
M4100 | Sphygmomanometer, Aneroid, Wall Mounted | 1 | VV | Aneroid sphygmomanometer. Unit is wall mounted and has large graphic dial display for easy reading from all angles. It has a 90 degree (angle) swivel and 10 degree (angle) forward tilt to reduce glare. Unit accuracy is within 1% of reading. Sturdy impact-resistant construction.
M4200 | Otoscope/Ophthalmoscope, Wall Mounted | 1 | VV | Wall mounted otoscope and ophthalmoscope. Includes 6 foot line cord and plug and accepts and includes two handles. Contains head turn-on/turn-off, built-in speculum tray and 8 foot coiled cords. Unit is designed for use in patient exam rooms.
M7401 | Light, Exam, Mobile, Spotlight, Mobile Stand | 1 | VV | The exam light shall be a mobile floor unit. The light will be a halogen bulb or LED that can produce a continuous and homogeneous spot of light adjustable from 5 to 9 inches in diameter from a set distance. The light intensity shall be a minimum of 750 foot-candles at a distance of 16 inches and have a color temperature of 3,200 degrees Kelvin. The unit will consist of an arm or sleeve of approximately 45 inches in length to allow for easy arm rotation and arm movement up and down. The unit shall be mounted on a caster base for easy movement.,
M9025 | Table, Examination/Treatment, With Cabinet | 1 | VV | Table, examination/treatment with cabinet. Cabinet type exam table with three section upholstered top adjustable to a full chair position. Concealed heel stirrups, dual outlets, drawers, and storage space with optional armboard. Unit is designed for general use in examination/treatment rooms.
P3100 | Lavatory, Vitreous China, Slab Type | 1 | CC | Wall mounted, slab type, vitreous china, lavatory (approximate bowl size 7"x15"x10") with: faucet holes on 4" centers; gooseneck spout; wrist blade handles; and grid strainer. It shall be suitable for use in clinics, offices, washrooms or patient care area.
3 - CPR04 - Dynamic Alignment Room, Prsthtcs Svc | 3 - CPR04 - Dynamic Alignment Room, Prsthtcs Svc | 3 - CPR04 - Dynamic Alignment Room, Prsthtcs Svc | 3 - CPR04 - Dynamic Alignment Room, Prsthtcs Svc | 3 - CPR04 - Dynamic Alignment Room, Prsthtcs Svc
JSN | NAME | QTY | ACQ/INS | DESCRIPTION
A1010 | Telecommunication Outlet | 2 | VV | Telecommunication outlet location.
A1012 | Telephone, Wall Mounted, 1 Line | 1 | VV | Telephone, wall mounted, 1 line.
A1066 | Mirror, Float Glass, With SS Frame | 1 | CC | A high quality 1/4" polished float glass mirror 36X18, framed in a one-piece, bright polished, stainless steel channel frame with 90° mitered corners. All edges of the mirror are protected by absorbing filler strips. Mirror has a galvanized steel back with integral horizontal hanging brackets and wall hanger for concealed mounting. For mounting above single wall mounted lavatories located in toilet areas, Doctors examination offices, etc. May also be used above double lavatories, either wall or countertop mounted, found in restroom areas.
A1132 | Rail, Accessory Mounting, Length As Required | 2 | VC | Horizontal equipment mounting rail with lock mounting devices capable of; supporting up to 75 pounds each, being repositioned, and mounting and dismounting of equipment without the use of tools (special tools may be required to unlock adapter that was previously locked to the rail). The rail must be capable of supporting medical equipment and accessories normally found in exam or patient rooms. The rail system must be capable of mounting and dismounting equipment without leaving or creating new holes in the finished surface of the wall. The rail system utilizes a series of mounting plates and adapters specific to the device being mounted to the rail. The plate and adapter rail mounting kit must be specified to match the equipment being mounted to the equipment rail.
A5075 | Dispenser, Soap, Disposable | 1 | VV | Disposable soap dispenser. One-handed dispensing operation. Designed to accommodate disposable soap cartridge and valve.
A5080 | Dispenser, Paper Towel, SS, Surface Mounted | 1 | CC | A surface mounted, satin finish stainless steel, single-fold, paper towel dispenser. Dispenser features: tumbler lock; front hinged at bottom; and refill indicator slot. Minimum capacity 400 single-fold paper towels. For general purpose use throughout the facility.
A5106 | Waste Disposal Unit, Sharps w/Glove Dispenser | 1 | VV | The unit is designed for the disposal of sharps and complies with OSHA guidelines for the handling of sharps. It shall house a 5 quart container and be capable of being mounted on a wall. It shall have a glove dispenser attached. The unit shall be secured by a locked enclosure.
A5145 | Hook, Garment, Double, SS, Surface Mounted | 2 | CC | A surface mounted, satin finish stainless steel, double garment hook. Equipped with a concealed mounting bracket that is secured to a concealed wall plate. For general purpose use throughout the facility to hang various items of apparel.
A5180 | Track, Cubicle, Surface Mounted, With Curtain | 10 | VV | Surface mounted cubicle track, with curtain. Track constructed of thick extruded aluminum. Equipped with self lubricating carriers, beaded drop chain hooks, and flame resistant curtain. To include removable end caps. Designed to be suspended around patient areas where privacy is needed. Price listed is per foot of the track, curtains to be priced per quote.
A6046 | Artwork, Decorative, With Frame | 1 | VV | This JSN is to be used for determining and defining location of decorative artwork.
E0948 | Cart, General Storage, Mobile, 42"H x 32"W x 22"D | 1 | VV | THIS TYPICAL INCLUDES: 1 Cart Body, Style-A Narrow, w/Raised Edge Top 2 Drawers, 3" H 4 Drawers, 6" H 1 Accessory Rail, Side Drawer Organizer Bins
F0210 | Chair, Side, Without Arms | 1 | VV | Upholstered side chair approximately 32" high X 19" wide X 23" deep with floor glides. Seat is non-tilting and without arms.
F0340 | Stool, Self Adjusting | 1 | VV | Self adjusting stool. Consists of a foam padded upholstered seat with attached foot rest for added comfort. Mounted on swivel casters. Designed for doctor's use during examinations.
F2000 | Basket, Wastepaper, Fire Resistant | 1 | VV | Wastepaper basket, fire resistant, approximately 40 quart capacity. This unit is used to collect and temporarily store small quantities of paper refuse in patient rooms, administrative areas and nursing stations. Size and shape varies depending on the application and manufacturer selected.
F3200 | Clock, Battery, 12" Diameter | 1 | VV | Clock, 12" diameter. Round surface, easy to read numbers with sweep second hand. Wall mounted unit for use when impractical to install a fully synchronized clock system. Battery operated, (batteries not included).
M1620 | Holder, Chart, Patient, Wall or Door Mounted | 1 | VV | Wall or door mounted patient chart holder. Constructed of durable plastic or metal. Used for holding patient records. Size as required.
M1801 | Computer, Microprocessing, w/Flat Panel Monitor | 1 | VV | Desk top microprocessing computer. The unit shall consist of a central processing mini tower, flat panel monitor, keyboard, mouse and speakers. The system shall have the following minimum characteristics: a 2.8 GHz Pentium processor; 512 MB memory; 80GB hard drive; 32/48x CD-ROMDVD combo; 1.44MB network interface card; video 32 MB NVIDIA; a 18 inch flat panel monitor. The computer is used throughout the facility to input, manipulate and retrieve information.
M1802 | Work Station, Computer, Retractable, Wall Mounted | 1 | VV | A wall mounted retractable work station. Work station is used as a computer station in treatment rooms, exam rooms and areas where physical space in limited.
M3072 | Frame, Infectious Waste Bag w/Lid | 1 | VV | Frame for an infectious waste collection bag. Made of heavy tubular stainless steel with heavy gauge welded steel platform. Adjust to hold 18" or 25" trash bags. Mounted on ball bearing casters and includes permanently mounted hinged lid. Provides means of bagging infectious waste at point of waste generation.
M4100 | Sphygmomanometer, Aneroid, Wall Mounted | 1 | VV | Aneroid sphygmomanometer. Unit is wall mounted and has large graphic dial display for easy reading from all angles. It has a 90 degree (angle) swivel and 10 degree (angle) forward tilt to reduce glare. Unit accuracy is within 1% of reading. Sturdy impact-resistant construction.
M4200 | Otoscope/Ophthalmoscope, Wall Mounted | 1 | VV | Wall mounted otoscope and ophthalmoscope. Includes 6 foot line cord and plug and accepts and includes two handles. Contains head turn-on/turn-off, built-in speculum tray and 8 foot coiled cords. Unit is designed for use in patient exam rooms.
M7401 | Light, Exam, Mobile, Spotlight, Mobile Stand | 1 | VV | The exam light shall be a mobile floor unit. The light will be a halogen bulb or LED that can produce a continuous and homogeneous spot of light adjustable from 5 to 9 inches in diameter from a set distance. The light intensity shall be a minimum of 750 foot-candles at a distance of 16 inches and have a color temperature of 3,200 degrees Kelvin. The unit will consist of an arm or sleeve of approximately 45 inches in length to allow for easy arm rotation and arm movement up and down. The unit shall be mounted on a caster base for easy movement.,
M9025 | Table, Examination/Treatment, With Cabinet | 1 | VV | Table, examination/treatment with cabinet. Cabinet type exam table with three section upholstered top adjustable to a full chair position. Concealed heel stirrups, dual outlets, drawers, and storage space with optional armboard. Unit is designed for general use in examination/treatment rooms.
P3100 | Lavatory, Vitreous China, Slab Type | 1 | CC | Wall mounted, slab type, vitreous china, lavatory (approximate bowl size 7"x15"x10") with: faucet holes on 4" centers; gooseneck spout; wrist blade handles; and grid strainer. It shall be suitable for use in clinics, offices, washrooms or patient care area.
4 - SB137 - Prsthcs Svc Dressing Cubicle, Bldg Sprt | 4 - SB137 - Prsthcs Svc Dressing Cubicle, Bldg Sprt | 4 - SB137 - Prsthcs Svc Dressing Cubicle, Bldg Sprt | 4 - SB137 - Prsthcs Svc Dressing Cubicle, Bldg Sprt | 4 - SB137 - Prsthcs Svc Dressing Cubicle, Bldg Sprt
JSN | NAME | QTY | ACQ/INS | DESCRIPTION
A1030 | Locker, 2 Person, Over/Under | 1 | VV | Two person locker, double tier, 72Hx12Wx18D. This unit includes hooks for coats and hats. Door equipped with safety guard handles. Designed for storage of coats, hats, and other personal belongings. Other width and depths are available.
A1080 | Mirror, Posture, Wall Mounted | 1 | CC | Wall mounted posture mirror. Consists of a 1/4" plate glass in a sturdy corrosion resistant frame with water proof back. For educational and therapy programs.
A5145 | Hook, Garment, Double, SS, Surface Mounted | 1 | CC | A surface mounted, satin finish stainless steel, double garment hook. Equipped with a concealed mounting bracket that is secured to a concealed wall plate. For general purpose use throughout the facility to hang various items of apparel.
5 - SB201 - Prsthcs Svc Patient Toilet, Bldg Sprt | 5 - SB201 - Prsthcs Svc Patient Toilet, Bldg Sprt | 5 - SB201 - Prsthcs Svc Patient Toilet, Bldg Sprt | 5 - SB201 - Prsthcs Svc Patient Toilet, Bldg Sprt | 5 - SB201 - Prsthcs Svc Patient Toilet, Bldg Sprt
JSN | NAME | QTY | ACQ/INS | DESCRIPTION
A1067 | Mirror, Float Glass, ADA Accessible | 1 | CC | A high quality 1/4" polished float glass mirror with a stainless steel frame. Frame holds mirror in a tilted position for accessibility and compliance with ADA requirements. Mirror has a galvanized steel back secured to frame with concealed screws with integral horizontal hanging brackets. Mirror shall be approximately 18" wide and 36" high. Other sizes are available.
A5075 | Dispenser, Soap, Disposable | 1 | VV | Disposable soap dispenser. One-handed dispensing operation. Designed to accommodate disposable soap cartridge and valve.
A5082 | Dispenser, Paper Towel, Sensor, Hands Free | 1 | CC | A surface mounted, sensor activated, automatic, roll paper towel dispenser. The unit dispenses a paper towel automatically only when hands are place in position below the dispenser for maximum sanitation and hygiene. May include adjustable settings for sheet length, time delay, and sensor range. Unit is battery operated or with optional AC power adapter.
A5090 | Disposal, Sanitary Napkin, SS, Surface Mounted | 1 | CC | A surface mounted, satin finish stainless steel, sanitary napkin disposal. Disposal features a flip-up cover, secured to the container by a heavy duty stainless steel piano-hinge. Disposal may be secured to wall or toilet partition. For general purpose use in female toilet stalls or rooms and uni-sex toilet rooms.
A5109 | Grab Bar, 1-1/4" Dia., SS, 2 Wall, W/C Accessible | 1 | CC | A 1-1/4" diameter, satin finish stainless steel, peened gripping surface, 2 wall toilet stall/ room, grab bar with concealed mounting flanges. Snap over flanges are provided to conceal mounting screws. A selection of mounting kits and concealed anchor devices are available from the manufacturers for different types of installations. Grab bar shall comply with barrier-free accessibility guidelines for structural strength. For typical water closet applications in toilet stalls and rooms where ADA (American's With Disabilities Act) requirements must be met.
A5145 | Hook, Garment, Double, SS, Surface Mounted | 1 | CC | A surface mounted, satin finish stainless steel, double garment hook. Equipped with a concealed mounting bracket that is secured to a concealed wall plate. For general purpose use throughout the facility to hang various items of apparel.
A5200 | Dispenser, Toilet Tissue, SS, 2-Roll, Surface Mntd | 1 | CC | A concealed surface mounted, double roll, satin finish stainless steel, toilet tissue dispenser. Unit accommodates two standard-core toilet tissue rolls through 5" in diameter. Spindles are chrome plated plastic with a heavy-duty internal spring and turn freely for non-controlled delivery. For general purpose use in restrooms.
F2010 | Basket, Wastepaper, Step-On | 1 | VV | "Step-on" wastepaper basket with inner liner and foot petal activated flip top.
P3000 | Lavatory, Vitreous China, Straight Back | 1 | CC | Wall mounted, vitreous china lavatory (approximate bowl size 7"x15"x10") with: straight-front apron, straight or contoured back; faucet holes on 4" centers; gooseneck spout; wrist blade handles; and grid strainer. It shall be suitable for use in clinics, offices, washrooms or patient care areas.
P9050 | Toilet, Wall Hung, Siphon Jet | 1 | CC | Siphon jet water closet/ toilet. This unit is wall hung with an elongated bowl, top spud flushometer, seat with open front and check hinge, and carrier. Used in restrooms throughout the health care facility.
6 - CPR05 - Eye Fitting Studio, Prsthtcs Svc | 6 - CPR05 - Eye Fitting Studio, Prsthtcs Svc | 6 - CPR05 - Eye Fitting Studio, Prsthtcs Svc | 6 - CPR05 - Eye Fitting Studio, Prsthtcs Svc | 6 - CPR05 - Eye Fitting Studio, Prsthtcs Svc
JSN | NAME | QTY | ACQ/INS | DESCRIPTION
A1010 | Telecommunication Outlet | 2 | VV | Telecommunication outlet location.
A1012 | Telephone, Wall Mounted, 1 Line | 1 | VV | Telephone, wall mounted, 1 line.
E0222 | Worksurface, Computer, O/H Cab, Wall Mtd, 48" W | 1 | VV | THIS TYPICAL INCLUDES: 2 Vertical Hanging Strips 1 Lockable Flipper Unit 1 Shelf, Storage/Display 1 Light 1 Tack board 1 Cantilevered Work Surface 1 Adjustable Keyboard Tray 1 CPU Holder
E0308 | Sink & Locker, Clean Utility, Wall Mtd, 121" W | 1 | CC | THIS TYPICAL INCLUDES: 2 vertical hanger strips; 1 lockable flipper unit; 1 cantilevered, sink adaptable work surface w/ backsplash with Corian top; 3 large storage containers; 1 Support Rail; 7 tray/shelves; 4 drawers, 3"H; 6 drawers, 6"H; 1 drawer, 9"H; 4 wire shelves; 1 tray/shelf divider; 1 sink & faucet; Drawer organizer bins.
E0515 | Module, Lab, Work Surface, O/H Cab, 72" W | 1 | VV | THIS TYPICAL INCLUDES: 2 Modules With 7-1/4" Utility Chases 2 Service Shelves 4 Electrical Access Panels 4 Module Connectors 2 Lockable Flipper Units 2 Shelves, Storage/Display 2 Lights 1 Work Surface
E0530 | Module, Lab, Work Surface, O/H Cab, Drwrs, 72" W | 1 | VV | THIS TYPICAL INCLUDES: 2 Modules With 7-1/4" Utility Chases; 2 Service Shelves; 4 Electrical Access Panels; 4 Module Connectors; 2 Lockable Flipper Units; 2 Shelves, Storage/Display; 2 Lights; 1 Work Surface; 2 Storage Frames; 1 Storage Frame Rail; 2 Drawers, 3"H; 3 Drawers, 6"H; 1 Drawer, 9"H;
E0551 | Module, Lab, End Panel, 60" W | 1 | VV | THIS TYPICAL INCLUDES: 1 Module End Support Frame 2 Support Rails 2 Module Connectors
F0230 | Chair, Drafting, Rotary | 2 | VV | Drafting chair approximately 47" high X 20" wide X 20" deep with rotary stool and a 5 (five) star base with casters. Padded seat and back. Foot ring adjusts with chair.
F2000 | Basket, Wastepaper, Fire Resistant | 3 | VV | Wastepaper basket, fire resistant, approximately 40 quart capacity. This unit is used to collect and temporarily store small quantities of paper refuse in patient rooms, administrative areas and nursing stations. Size and shape varies depending on the application and manufacturer selected.
F3200 | Clock, Battery, 12" Diameter | 1 | VV | Clock, 12" diameter. Round surface, easy to read numbers with sweep second hand. Wall mounted unit for use when impractical to install a fully synchronized clock system. Battery operated, (batteries not included).
L2290 | Hood, Laminar Flow, Horizontal, Bench Top, 4ft | 1 | CC | Bench top horizontal laminar flow fumehood. The unit meets or exceeds Class 100 requirements set for Federal Standard 209B. The unit characteristics/components are: HEPA filters, a washable and reusable pre-filter, work surface and side walls of type 304 stainless steel, duplex electrical receptacles, high velocity return air slots to provide an air curtain at the work area, work surface and side walls and a blower to provide an average velocity of 100 fpm. Used for work with non-hazardous materials where clean particle-free air is required. 4 Foot model represented, other sizes are available.
M1801 | Computer, Microprocessing, w/Flat Panel Monitor | 1 | VV | Desk top microprocessing computer. The unit shall consist of a central processing mini tower, flat panel monitor, keyboard, mouse and speakers. The system shall have the following minimum characteristics: a 2.8 GHz Pentium processor; 512 MB memory; 80GB hard drive; 32/48x CD-ROMDVD combo; 1.44MB network interface card; video 32 MB NVIDIA; a 18 inch flat panel monitor. The computer is used throughout the facility to input, manipulate and retrieve information.
R6200 | Refrigerator, U/C or F/S, 5 Cu Ft | 1 | VV | Utility refrigerator approximately 35" H x 24" W x 26" D. The unit has a two tray ice cube cooling system. The refrigerator fits standard architectural dimensions for undercounter installation. The unit is perfect for use in nurses' station, wards, and laboratories, pharmacies or wherever space is limited.
7 - CPR06 - Facial / Body Fitting Studio, Prsthtcs Svc | 7 - CPR06 - Facial / Body Fitting Studio, Prsthtcs Svc | 7 - CPR06 - Facial / Body Fitting Studio, Prsthtcs Svc | 7 - CPR06 - Facial / Body Fitting Studio, Prsthtcs Svc | 7 - CPR06 - Facial / Body Fitting Studio, Prsthtcs Svc
JSN | NAME | QTY | ACQ/INS | DESCRIPTION
A1010 | Telecommunication Outlet | 1 | VV | Telecommunication outlet location.
A1014 | Telephone, Wall Mounted, 1 Line, With Speaker | 1 | VV | Telephone, wall mounted, 1 line, with speaker.
A1080 | Mirror, Posture, Wall Mounted | 1 | CC | Wall mounted posture mirror. Consists of a 1/4" plate glass in a sturdy corrosion resistant frame with water proof back. For educational and therapy programs.
A5075 | Dispenser, Soap, Disposable | 1 | VV | Disposable soap dispenser. One-handed dispensing operation. Designed to accommodate disposable soap cartridge and valve.
A5080 | Dispenser, Paper Towel, SS, Surface Mounted | 1 | CC | A surface mounted, satin finish stainless steel, single-fold, paper towel dispenser. Dispenser features: tumbler lock; front hinged at bottom; and refill indicator slot. Minimum capacity 400 single-fold paper towels. For general purpose use throughout the facility.
A5145 | Hook, Garment, Double, SS, Surface Mounted | 1 | CC | A surface mounted, satin finish stainless steel, double garment hook. Equipped with a concealed mounting bracket that is secured to a concealed wall plate. For general purpose use throughout the facility to hang various items of apparel.
F0210 | Chair, Side, Without Arms | 1 | VV | Upholstered side chair approximately 32" high X 19" wide X 23" deep with floor glides. Seat is non-tilting and without arms.
F0280 | Chair, Swivel, Low Back | 1 | VV | Low back contemporary swivel chair, 37" high X 25" wide X 31" deep with a five (5) caster swivel base, arms and foam padded seat and back upholstered with either woven textile fabric or vinyl.
F0695 | Workstation, Computer, Open | 1 | VV | Computer operator workstation, 55" high X 60" wide X 27" deep with large work surface and one (1) 17" high X 48" wide X 16" deep hutch. Desk has one (1) pull-out keyboard shelf. Hutch has adjustable open shelves.
F2000 | Basket, Wastepaper, Fire Resistant | 1 | VV | Wastepaper basket, fire resistant, approximately 40 quart capacity. This unit is used to collect and temporarily store small quantities of paper refuse in patient rooms, administrative areas and nursing stations. Size and shape varies depending on the application and manufacturer selected.
F3200 | Clock, Battery, 12" Diameter | 1 | VV | Clock, 12" diameter. Round surface, easy to read numbers with sweep second hand. Wall mounted unit for use when impractical to install a fully synchronized clock system. Battery operated, (batteries not included).
M1801 | Computer, Microprocessing, w/Flat Panel Monitor | 1 | VV | Desk top microprocessing computer. The unit shall consist of a central processing mini tower, flat panel monitor, keyboard, mouse and speakers. The system shall have the following minimum characteristics: a 2.8 GHz Pentium processor; 512 MB memory; 80GB hard drive; 32/48x CD-ROMDVD combo; 1.44MB network interface card; video 32 MB NVIDIA; a 18 inch flat panel monitor. The computer is used throughout the facility to input, manipulate and retrieve information.
M1825 | Printer, Computer | 1 | VV | High resolution computer printer with a variety of type styles and sheet/envelope feeder trays. Database information reflects network ready, medium duty office style laser printers. Other types of printers (bubble jet, dot matrix, line or plotter) as well as light or heavy use capabilities are available.
M9025 | Table, Examination/Treatment, With Cabinet | 1 | VV | Table, examination/treatment with cabinet. Cabinet type exam table with three section upholstered top adjustable to a full chair position. Concealed heel stirrups, dual outlets, drawers, and storage space with optional armboard. Unit is designed for general use in examination/treatment rooms.
P3100 | Lavatory, Vitreous China, Slab Type | 1 | CC | Wall mounted, slab type, vitreous china, lavatory (approximate bowl size 7"x15"x10") with: faucet holes on 4" centers; gooseneck spout; wrist blade handles; and grid strainer. It shall be suitable for use in clinics, offices, washrooms or patient care area.
P3520 | Sink, China, With Plaster Interceptor Trap | 1 | CC | Plaster sink approximately 10" x 28" x 18". Unit is made of vitreous china. Faucet is equipped with 2 inch spray, 6 inch handles with screwdriver stops, grid drain with 1-1/2 inch tailpiece, a 2 inch outside diameter drain connection to trap and wall and a plaster interceptor trap. Space must be left above trap for removal of screen for cleaning. Used in orthopedic clinic cast rooms, emergency rooms and other areas where plaster is soaked or rinsed in a sink.
P7600 | Interceptor, Solids, Large Capacity, Floor Type | 1 | CC | A solid/sediment interceptor that is flush with or on the floor, large capacity, with a coated steel or coated cast iron body. Furnished with 2 inch low inlet and high inlet. Unit provides a means of collecting solids such as metal chips and plaster before entering the drain line. It is cleaned by removing cover and lifting strainer and screen assembly vertically out of the body. For general purpose use in areas where it is necessary to preclude solids from entering the drain lines. Note: This unit is not for installation in an undercounter or base sink cabinet.
8 - CPR12 - Restoration Laboratory, Prsthtcs Svc | 8 - CPR12 - Restoration Laboratory, Prsthtcs Svc | 8 - CPR12 - Restoration Laboratory, Prsthtcs Svc | 8 - CPR12 - Restoration Laboratory, Prsthtcs Svc | 8 - CPR12 - Restoration Laboratory, Prsthtcs Svc
JSN | NAME | QTY | ACQ/INS | DESCRIPTION
A1010 | Telecommunication Outlet | 1 | VV | Telecommunication outlet location.
A1014 | Telephone, Wall Mounted, 1 Line, With Speaker | 1 | VV | Telephone, wall mounted, 1 line, with speaker.
A5075 | Dispenser, Soap, Disposable | 1 | VV | Disposable soap dispenser. One-handed dispensing operation. Designed to accommodate disposable soap cartridge and valve.
A5080 | Dispenser, Paper Towel, SS, Surface Mounted | 1 | CC | A surface mounted, satin finish stainless steel, single-fold, paper towel dispenser. Dispenser features: tumbler lock; front hinged at bottom; and refill indicator slot. Minimum capacity 400 single-fold paper towels. For general purpose use throughout the facility.
C04E0 | Cabinet, U/C/B, 1 Shelf, 1 Drawer, 2 DO, 36x36x22 | 1 | CC | Standing height under counter base cabinet with an adjustable shelf and a full width drawer above solid hinged doors. Also referred to as a combination cabinet or a drawer and cupboard cabinet. For general purpose use throughout the facility.
C04J0 | Cabinet, U/C/B, 8 Half Drawer, 36x36x22 | 1 | CC | Standing height under counter base cabinet with eight half width drawers of equal height. Also referred to as a drawer cabinet. For general purpose use throughout the facility.
C04P0 | Cabinet, Sink, U/C/B, 2 Door, 36x36x22 | 1 | CC | Standing height under counter base sink cabinet with solid hinged doors. Also referred to as a double-door sink cabinet. For general purpose use throughout the facility where a sink is to be used. Coordinate actual clear cabinet dimension with the actual outside dimension of sink that is specified to ensure that they are compatible.
CE040 | Cabinet, W/H, 2 SH, 2 GDO, Sloping Top, 38x36x13 | 2 | CC | Wall hung cabinet with two adjustable shelves, framed-glass hinged doors, and sloping top. Also referred to as a framed-glass hinged double door wall case. For general purpose use throughout the facility.
CS150 | Sink, SS, Single Compartment, 10x19x16 ID | 1 | CC | Single compartment stainless steel sink, drop-in, self-rimming, ledge-type, connected with a drain and provided with a mixing faucet. It shall also be provided with pre-punched fixture holes on 4" center, integral back ledge to accommodate deck-mounted fixtures, brushed/polished interior and top surfaces, and sound deadened. Recommended for use in suspended or U/C/B sink cabinets having a high plastic laminate or Chemsurf laminate countertop/work surface. Coordinate actual outside sink dimensions with the actual clear dimension of cabinet specified to ensure that they are compatible. For general purpose use throughout the facility.
CT030 | Countertop, High Pressure Laminate | 9 | CC | High pressure laminate countertop (composition of wood particle core with plastic laminate surface) having a hard smooth surface finish, standard thickness of 1", and a 4" butt backsplash/curb. Also referred to as a work surface or work top. Available in a wide choice of colors, patterns, and depths. Used in general purpose areas requiring a basic work surface arrangement with limited heat resistance and poor chemical resistance. Pricing based upon a 24" depth.
F0230 | Chair, Drafting, Rotary | 2 | VV | Drafting chair approximately 47" high X 20" wide X 20" deep with rotary stool and a 5 (five) star base with casters. Padded seat and back. Foot ring adjusts with chair.
F2020 | Can, Trash, 44 Gallon | 1 | VV | Forty four (44) gallon trash can, 32" high X 24" diameter, with lid. Used to collect and transport refuse from a point of origin to point of disposal (example: from soiled utility or a nursing unit to the trash compactor at housekeeping).
F3200 | Clock, Battery, 12" Diameter | 1 | VV | Clock, 12" diameter. Round surface, easy to read numbers with sweep second hand. Wall mounted unit for use when impractical to install a fully synchronized clock system. Battery operated, (batteries not included).
M1801 | Computer, Microprocessing, w/Flat Panel Monitor | 1 | VV | Desk top microprocessing computer. The unit shall consist of a central processing mini tower, flat panel monitor, keyboard, mouse and speakers. The system shall have the following minimum characteristics: a 2.8 GHz Pentium processor; 512 MB memory; 80GB hard drive; 32/48x CD-ROMDVD combo; 1.44MB network interface card; video 32 MB NVIDIA; a 18 inch flat panel monitor. The computer is used throughout the facility to input, manipulate and retrieve information.
M1825 | Printer, Computer | 1 | VV | High resolution computer printer with a variety of type styles and sheet/envelope feeder trays. Database information reflects network ready, medium duty office style laser printers. Other types of printers (bubble jet, dot matrix, line or plotter) as well as light or heavy use capabilities are available.
T0180 | Cabinet, Storage, Tool, F/Mounted | 1 | CC | The cabinet shall be designed to store and secure tools and will be non mobile.
T0280 | Drill Press, Bnch/Mntd | 1 | VV | Shall be a bench mounted drill press with a 10 inch minimum capacity and variable speed. The motor shall have a minimum capacity of 1/3 HP.
T0285 | Drill Press, Floor Mounted, Tilt Table | 1 | VV | Floor mounted drill press. Characteristics/components include 1/2 inch drill capacity; tilt table that tilts 45 degrees; 3/4 HP motor; three-spoke pilot wheel; depth stop and gauge. The unit is used for general purposes in occupational therapy.
T0760 | Saw, Band, Woodworking | 1 | VV | Woodworking band saw. Characteristics/components include stand; basic 14 inch wood cutting saw; wheel; blade guards; chip chute; 6 inch arbor pulley; and a 3/4 HP motor. This saw is used for cutting wood in woodworking shops.
T0810 | Stand, Jack, Shoe Repair | 1 | VV | Shoe repair jack stand. Characteristics/components include five men's and women's lasts; top locks in place or spins free; top is controlled with the turn of a knob and the top section is long enough to keep boots clear of the knob. This stand is used to form and repair shoes in brace and limb shops.
T0850 | Cutter, Sole, Bench Mounted | 1 | VV | Bench mounted, hand operated cutter. This is a five-in-one functional machine that skives, cuts, trims, bevels edges and presses edges of bonded surfaces. Can be used on plastic, rubber and leather materials. Unit has a 9” throat clearance. Used in shoe repair and orthotic/prosthetic shops.
T0860 | Machine, Sewing, Industrial, Heavy Duty | 1 | VV | Industrial sewing machine. Characteristics/components include heavy duty; capability to produce fine stitches on elegant ladies' shoes just as easily as it does hard-wearing stitches on heavy working boots; capability to sew in all directions; 18-1/2 inch clearance under arm; hand wheel which may be front or side mounted; and a heavy duty power stand which comes with adjustable speeds, precision motor control and 1/3 HP. This machine is used to repair and make shoes.
T0870 | Machine, Sewing, Industrial, Medium Duty | 1 | VV | Industrial sewing machine. Characteristics/components include medium duty, high-speed; light harness stitcher on stand unit; 1/2 HP motor; stitch speed of 1800 stitches per minute (S.P.M.); maximum thread size of 3 cord; and adjustable stand heights. This machine is used for leather garment work, light or medium stitching at high speeds on upholstery or slip covers, etc.
T1150 | Cabinet, Storage, Electric Parts | 1 | VV | Electric parts storage cabinet. Characteristics/components include sturdy construction steel hardware; provides storage space for various items; adjustable dividers in drawers; double doors; and master-keyed lock. This cabinet can be used to store electric parts in an electrical shop.
T1500 | Machine, Finishing, Shoe | 1 | VV | Shoe finishing machine. Characteristics/components include belts and wheels for leather finishing; two sanding belts, each 59-1/2 inches long, to cut faster, run cooler and last longer, with one belt 1-9/16 inches wide and the other at 4 inches wide; dust control system with front-access dust collection drawer; quick-adjust sole trimmer; and a 2 HP blower motor. This machine is used to manufacture and repair shoes.
T1510 | System, Vacuum Forming | 1 | VV | Vacuum forming system used in the production of orthotic devices. System includes 1/4 HP vacuum pump which produces 26 inches of mercury vacuum, 8 gallon holding tank, table base, and a variety of forming trays. Trays are interchangeable on the base and may be changed without the use of hand tools. Foot treadle control sets and maintains a constant vacuum.
T8000 | Machine, Sewing/Stitching | 1 | VV | Industrial type sewing machine. Single needle, extra heavy duty backstitch with reverse feed. Has an extra long cylinder arm and built in bobbin winder. Also has an extra high presser lift for sewing very heavy materials. This machine is used for sewing leather, canvas, nylon and other heavy materials.
T9200 | Tools, Woodworking, With Cabinet | 1 | VV | Tool set. Characteristics/components include complete woodworking hand tool storage system and a basic starter unit; hardwood or metal construction; inside back panel and doors lined with 1/8" pegboard with ample tool storage; cabinets complete with a lower adjustable shelf, tote trays and master-keyed locking door. Set is used to store tools in woodworking shops.
T9400 | Vise, Machinists', Swivel Base | 1 | VV | General purpose machinists' vise. Characteristics include 360 degree swivel base with lock down and capability to hold pipe, shafts, and square machined parts with maximum gripping. Vise is used for a wide range of work and is available in 4 to 6 inch jaw widths.
9 - CPR16 - Team Evaluation / Multi-Purpose Room, Prsthtcs Svc | 9 - CPR16 - Team Evaluation / Multi-Purpose Room, Prsthtcs Svc | 9 - CPR16 - Team Evaluation / Multi-Purpose Room, Prsthtcs Svc | 9 - CPR16 - Team Evaluation / Multi-Purpose Room, Prsthtcs Svc | 9 - CPR16 - Team Evaluation / Multi-Purpose Room, Prsthtcs Svc
JSN | NAME | QTY | ACQ/INS | DESCRIPTION
A1010 | Telecommunication Outlet | 4 | VV | Telecommunication outlet location.
A1011 | Telephone, Desk, 1 Line | 1 | VV | Telephone, desk, 1 line.
A1020 | Telephone, Conferencing System | 1 | VV | A tabletop telephone conferencing system typically found in a conference room. Features and accessories include 12-key telephone keypad, multiple conferencing navigation keys, console microphones, dynamic noise reduction, LCD display, caller ID and console loudspeaker.
A5145 | Hook, Garment, Double, SS, Surface Mounted | 4 | CC | A surface mounted, satin finish stainless steel, double garment hook. Equipped with a concealed mounting bracket that is secured to a concealed wall plate. For general purpose use throughout the facility to hang various items of apparel.
A5212 | Bracket, Television, Wall-Mounted, Tilt/Angle | 2 | VV | A wall mounted, tilt/angled TV bracket for 37" to 80" TVs. Mount will be a universal and VESA compliant unit with a load capacity of up to 130 lbs.
A5220 | Bracket, Television, Wall Backing | 2 | CC | Wall mounted television bracket backing which provides additional support and strength for the installation of the television bracket. Option available for interior or exterior plate and sized for 12” 16” or 24” stud spacing.
A6046 | Artwork, Decorative, With Frame | 1 | VV | This JSN is to be used for determining and defining location of decorative artwork.
F0220 | Chair, Conference | 20 | VV | Conference chair designed to complement the executive furniture package selected. Foam rubber cushioned seats and backs covered with either woven fabric or vinyl. Base with 5 (five) swivel casters.
F0690 | Workstation, Computer, Enclosed, With Lock | 1 | VV | Computer operator workstation ,approximately 58" high X 36" wide X 25" deep. A fully enclosed workstation for a computer, monitor, printer and supplies. Cabinet has two lockable doors.
F0755 | Table, Conference, Wood | 1 | VV | Executive conference table. Dimensions are approximately 30" high, 48" wide with lengths varying from 74" to 96". These tables add traditional elegance to any conference room.
F2000 | Basket, Wastepaper, Fire Resistant | 1 | VV | Wastepaper basket, fire resistant, approximately 40 quart capacity. This unit is used to collect and temporarily store small quantities of paper refuse in patient rooms, administrative areas and nursing stations. Size and shape varies depending on the application and manufacturer selected.
F3200 | Clock, Battery, 12" Diameter | 1 | VV | Clock, 12" diameter. Round surface, easy to read numbers with sweep second hand. Wall mounted unit for use when impractical to install a fully synchronized clock system. Battery operated, (batteries not included).
M0507 | Video Teleconferencing System | 1 | VV | Shall be a video conferencing unit consisting of a camera, microphone, video/audio compression components, a component cart and a 32 inch monitor. It shall provide live audio-visual conferencing capabilities to dispersed geographic sites.
M0512 | Television, HDTV, Large Screen, 60" | 2 | VV | A high definition (HDTV) multimedia, slim design, 60"W to 65"W color television. The TV will have a 16.9 wide screen aspect ratio with full HD 1080p resolution and HDMI connections. TV may be LED, Plasma or LCD. TV will include a stand.
M1801 | Computer, Microprocessing, w/Flat Panel Monitor | 1 | VV | Desk top microprocessing computer. The unit shall consist of a central processing mini tower, flat panel monitor, keyboard, mouse and speakers. The system shall have the following minimum characteristics: a 2.8 GHz Pentium processor; 512 MB memory; 80GB hard drive; 32/48x CD-ROMDVD combo; 1.44MB network interface card; video 32 MB NVIDIA; a 18 inch flat panel monitor. The computer is used throughout the facility to input, manipulate and retrieve information.
10 - CPR17 - Cast Room, Prsthtcs Svc | 10 - CPR17 - Cast Room, Prsthtcs Svc | 10 - CPR17 - Cast Room, Prsthtcs Svc | 10 - CPR17 - Cast Room, Prsthtcs Svc | 10 - CPR17 - Cast Room, Prsthtcs Svc
JSN | NAME | QTY | ACQ/INS | DESCRIPTION
A1010 | Telecommunication Outlet | 1 | VV | Telecommunication outlet location.
A1014 | Telephone, Wall Mounted, 1 Line, With Speaker | 1 | VV | Telephone, wall mounted, 1 line, with speaker.
A5075 | Dispenser, Soap, Disposable | 2 | VV | Disposable soap dispenser. One-handed dispensing operation. Designed to accommodate disposable soap cartridge and valve.
A5077 | Dispenser, Hand Sanitizer, Hands-Free | 1 | VV | A touch free wall-mounted hand sanitizer dispenser. For use throughout a healthcare facility. Unit does not include the sanitizing liquid. Units are battery operated.
A5080 | Dispenser, Paper Towel, SS, Surface Mounted | 2 | CC | A surface mounted, satin finish stainless steel, single-fold, paper towel dispenser. Dispenser features: tumbler lock; front hinged at bottom; and refill indicator slot. Minimum capacity 400 single-fold paper towels. For general purpose use throughout the facility.
A5106 | Waste Disposal Unit, Sharps w/Glove Dispenser | 1 | VV | The unit is designed for the disposal of sharps and complies with OSHA guidelines for the handling of sharps. It shall house a 5 quart container and be capable of being mounted on a wall. It shall have a glove dispenser attached. The unit shall be secured by a locked enclosure.
A5150 | Hook, Garment, Triple, Surface Mounted | 1 | CC | A surface mounted, anodized aluminum or chrome bar or woodgrain finished panel with triple garment hooks. For general purpose use throughout the facility to hang various items of apparel.
A5180 | Track, Cubicle, Surface Mounted, With Curtain | 12 | VV | Surface mounted cubicle track, with curtain. Track constructed of thick extruded aluminum. Equipped with self lubricating carriers, beaded drop chain hooks, and flame resistant curtain. To include removable end caps. Designed to be suspended around patient areas where privacy is needed. Price listed is per foot of the track, curtains to be priced per quote.
C04E0 | Cabinet, U/C/B, 1 Shelf, 1 Drawer, 2 DO, 36x36x22 | 1 | CC | Standing height under counter base cabinet with an adjustable shelf and a full width drawer above solid hinged doors. Also referred to as a combination cabinet or a drawer and cupboard cabinet. For general purpose use throughout the facility.
C05P0 | Cabinet, Sink, U/C/B, 2 Door, 36x48x22 | 1 | CC | Standing height under counter base sink cabinet with solid hinged doors. Also referred to as a double-door sink cabinet. For general purpose use throughout the facility where a sink is to be used. Coordinate actual clear cabinet dimension with the actual outside dimension of sink that is specified to ensure that they are compatible.
CE090 | Cabinet, W/H, 2 SH, 2 GDO, Sloping Top, 41x36x16 | 1 | CC | Wall hung cabinet with two adjustable shelves, framed-glass hinged doors, and sloping top. Also referred to as a framed-glass hinged double door wall case. For general purpose use throughout the facility.
CS180 | Sink, SS, Single Compartment, 12x22x16 ID | 1 | CC | Single compartment stainless steel sink, drop-in, self-rimming, ledge-type, connected with a drain and provided with a mixing faucet. It shall also be provided with pre-punched fixture holes on 4" center, integral back ledge to accommodate deck-mounted fixtures, brushed/polished interior and top surfaces, and sound deadened. Recommended for use in suspended or U/C/B sink cabinets having a high plastic laminate or Chemsurf laminate countertop/work surface. Coordinate actual outside sink dimensions with the actual clear dimension of cabinet specified to ensure that they are compatible. For general purpose use throughout the facility.
CT020 | Countertop, Solid Surface | 7 | CC | A solid, nonporous countertop with a smooth seamless appearance. Easy to clean and maintain and with proper cleaning does not support the growth of mold. An acrylic-based solid surface product. Standard thickness of 1", and a 4" butt backsplash/curb. Also referred to as a work surface or work top. Available in a choice of colors and depths. Used in lab and other hospital areas requiring optimum physical and chemical resisting properties.
E0942 | Cart, Cast, Mobile, 36"H x 46"W x 22"D | 1 | VV | THIS TYPICAL INCLUDES: 1 Cart Body, Style-A Narrow, w/Raised Edge Top 2 Accessory Rail, Side 1 Wastebasket 1 Flip-up Shelf 2 Drawers, 3"H 1 Drawer, 6"H Drawer Organizer Bins
E0945 | Cart, Computer, Mobile | 1 | VV | A mobile computer cart for use throughout the facility. The cart dimensions will be approximately 45" H x 30" W x 22" D with casters. May include drawers and miscellaneous other accessories that will be determined at time of purchase. This Typical may include: 1 Cart Body, w/Computer Support, Style-A Narrow, w/Raised Edge Top 1 Flip-Up Shelf 1 Sharps Container Holder 1 Wastebasket 1 Chart Holder 2 Drawers, 3"H 2 Drawers, 6"H 3 Accessory Rail, Side Drawer Organizer Bins
E0963 | Cart, General Storage, Mobile | 1 | VV | Mobile General Storage Cart, approximately 72"H x 23"W x 22"D. THIS TYPICAL INCLUDES: 1 Locker Storage Container on Wheels, w/Solid Door 3 Tray/Shelves 2 Drawers, 3"H 4 Drawers, 6"H 1 Tray/Shelf Divider Drawer Organizer Bins
F0340 | Stool, Self Adjusting | 1 | VV | Self adjusting stool. Consists of a foam padded upholstered seat with attached foot rest for added comfort. Mounted on swivel casters. Designed for doctor's use during examinations.
F2020 | Can, Trash, 44 Gallon | 1 | VV | Forty four (44) gallon trash can, 32" high X 24" diameter, with lid. Used to collect and transport refuse from a point of origin to point of disposal (example: from soiled utility or a nursing unit to the trash compactor at housekeeping).
F3200 | Clock, Battery, 12" Diameter | 1 | VV | Clock, 12" diameter. Round surface, easy to read numbers with sweep second hand. Wall mounted unit for use when impractical to install a fully synchronized clock system. Battery operated, (batteries not included).
M0750 | Flowmeter, Air, Connect w/50 PSI Supply | 1 | VV | Air flowmeter. Unit has a stainless steel needle valve with clear flowtube for connection to 50 PSI air outlet from central pipeline system. Requires the appropriate adapter for connection to the wall outlet and fitting to connect to tubing. Database prices reflect fittings with an attached DISS power outlet. Other outlet and adapter configurations are available.
M0755 | Flowmeter, Oxygen, Low Flow | 1 | VV | Oxygen flowmeter. Consists of a clear crystal flowtube calibrated to 3.5 or 8 LPM depending on manufacturer. For oxygen regulation in hospital settings. Database pricing includes DISS fitting and DISS power outlet and wall adapter. Other fitting and adapter configurations are available.
M0765 | Regulator, Vacuum | 1 | VV | Vacuum pressure regulator for connection to central piped vacuum system. Standard display scale is graduated at least from 0 to 200 mm Hg of vacuum. Displays on specialized regulators may cover other vacuum ranges. Regulator type (continuous, intermittent, continuous/intermittent, surgical, pediatric, thoracic, etc.) as required. To be used in delivery, neonatal, pediatrics or any area where suction is required. Database pricing reflects continuous regulators graduated to 200 mm Hg with a full line vacuum selection switch and DISS configured inlets and outlets.
M1801 | Computer, Microprocessing, w/Flat Panel Monitor | 1 | VV | Desk top microprocessing computer. The unit shall consist of a central processing mini tower, flat panel monitor, keyboard, mouse and speakers. The system shall have the following minimum characteristics: a 2.8 GHz Pentium processor; 512 MB memory; 80GB hard drive; 32/48x CD-ROMDVD combo; 1.44MB network interface card; video 32 MB NVIDIA; a 18 inch flat panel monitor. The computer is used throughout the facility to input, manipulate and retrieve information.
M1803 | Workstation, Computer, Wall Mounted, Adjustable | 1 | VV | A wall mounted computer workstation with height adjustable monitor and keyboard arms. Keyboard and monitor can be stored within 8" to 10" of wall. Fingertip adjustability for keyboard and monitor enable frequent position changes. Unit contains an integrated cable management system to hide wires. A separate wall-mounted CPU holder is included.
M3070 | Hamper, Linen, Mobile, w/Lid | 1 | VV | Mobile linen hamper with hand or foot operated lid. Made of heavy tubular stainless steel with heavy gauge welded steel platform. Holds 25" hamper bags. Mounted on ball bearing casters. For linen transport in hospitals and clinics.
M4255 | Stand, IV, Adjustable | 1 | VV | Adjustable IV stand with 4-hook arrangement. Stand has stainless steel construction with heavy weight base. It adjusts from 66 inches to 100 inches and is mounted on conductive rubber, ball bearing, swivel casters. Stand is used for administering intravenous solutions.
M4835 | Cutter, Cast, w/Vacuum | 1 | VV | Cast cutter with vacuum. Item has 2 HP motor and is enclosed in wheeled canister. It is equipped with built-in standpipe and handle, large bag, extractor hose, and 25 foot power cord. Item is designed for orthopedic use.
M7470 | Light, Surgical, Ceiling, Single, Small | 1 | CC | Ceiling mounted surgical light. Consists of a single lamp head up to 24" in diameter depending on the manufacturer. Unit provides heat filtered, color corrected light. Most lights require a minimum ceiling height of 8 feet 2 inches; check manufacturers' specific recommendations. Light head is in a movable yoke attached to a column hanging from the ceiling. For minor surgery and obstetrical procedures. Physical dimensions refer to the retracted light; one length of the dual swing arm around the center mount for width and depth and the height is the combined lamp head and folded arms height.
M8320 | Table, Treatment, Hi/Lo | 1 | VV | Hi/lo metal treatment table. Unit consists of a hydraulic electromechanical power system operated with a hand or foot control. Includes a foam pad, upholstered top with back section adjustable to a full chair position. Adjustable height from 24" to 39". Provides easy access for patients in wheelchair or stretcher. Designed for general examinations as well as orthopedic and Ob-Gyn.
M8810 | Stand, Mayo | 1 | VV | Adjustable instrument table. Table is corrosion resistant stainless steel construction and is mounted on two casters with two skid rails. It has telescopic upright adjusts from 39 inches to 60 inches with automatic locking device, and removable 13"x19" instrument tray. Designed for use in operating and procedure rooms.
P7650 | Trap, Plaster, Small | 1 | CC | Plastic or metal bodied plaster trap. The unit has a one piece body which is approximately 12 inches deep. The top has 1.5 inch inlet and drain connections. The trap is used in laboratories to capture solids and preclude the clogging of drain lines. The installation must allow sufficient clearance above or below the unit (depending on the manufacturer) to remove the basket for cleaning.
X4111 | Console, PACS, Remote View, 1k X 1k, 1 Monitor | 1 | VV | One monitor remote viewing for picture archiving and retrieval (DIN/PACS) system. This station is for use by providers inside or outside radiology to review images. Station includes local image storage, image manipulation and simultaneous display on a 1K X 1K single monitor. Images are stored on a resident memory and roll off to long term storage as more recent images are sent to the station. Provider may request images from the PACS by LAN for image and result receipt. Console must be DICOM compliant. Input may be by keyboard, mouse, trackball or voice activated commands.
3 - SUPPORT AREA | 3 - SUPPORT AREA | 3 - SUPPORT AREA | 3 - SUPPORT AREA | 3 - SUPPORT AREA
1 - SB737 - Prsthcs Svc Clean Utility Room, Lgstcs Svc | 1 - SB737 - Prsthcs Svc Clean Utility Room, Lgstcs Svc | 1 - SB737 - Prsthcs Svc Clean Utility Room, Lgstcs Svc | 1 - SB737 - Prsthcs Svc Clean Utility Room, Lgstcs Svc | 1 - SB737 - Prsthcs Svc Clean Utility Room, Lgstcs Svc
JSN | NAME | QTY | ACQ/INS | DESCRIPTION
E0906 | Locker, Supply, General, Wall Mtd, 23"W x 20"D | 1 | VV | THIS TYPICAL INCLUDES: 1 Wall Mounted Rail 1 Locked Storage Container 2 Tray/Shelves 1 Drawer, 3"H 3 Drawers, 6"H 2 Drawers, 9"H 1 Tray/Shelf Divider Drawer Organizer Bins Consider the need for an E0921 to transport the locker from place to place.
E0912 | Locker, Supply, Med Surg, Wall Mtd | 1 | VV | Medical/Surgical Supply locker, Wall Mounted, approximately 23"W x 20"D. THIS TYPICAL INCLUDES: 1 Wall Mounted Rail 1 Locked Storage Container 4 Tray/Shelves 5 Drawers, 3"H 2 Drawers, 6"H 2 Tray/Shelf Dividers Drawer Organizer Bins Consider the need for an E0921 to transport the locker from place to place.
E1500 | Rail, MOD, W/MNTD, HX144XD | 1 | VV | Wall mounted rail used for hanging (mounting) lockers, shelves and drawers on a wall.
F2000 | Basket, Wastepaper, Fire Resistant | 1 | VV | Wastepaper basket, fire resistant, approximately 40 quart capacity. This unit is used to collect and temporarily store small quantities of paper refuse in patient rooms, administrative areas and nursing stations. Size and shape varies depending on the application and manufacturer selected.
2 - SB743 - Prsthcs Svc Soiled Utility Room, Lgstcs Svc | 2 - SB743 - Prsthcs Svc Soiled Utility Room, Lgstcs Svc | 2 - SB743 - Prsthcs Svc Soiled Utility Room, Lgstcs Svc | 2 - SB743 - Prsthcs Svc Soiled Utility Room, Lgstcs Svc | 2 - SB743 - Prsthcs Svc Soiled Utility Room, Lgstcs Svc
JSN | NAME | QTY | ACQ/INS | DESCRIPTION
A1012 | Telephone, Wall Mounted, 1 Line | 1 | VV | Telephone, wall mounted, 1 line.
A5075 | Dispenser, Soap, Disposable | 1 | VV | Disposable soap dispenser. One-handed dispensing operation. Designed to accommodate disposable soap cartridge and valve.
A5077 | Dispenser, Hand Sanitizer, Hands-Free | 1 | VV | A touch free wall-mounted hand sanitizer dispenser. For use throughout a healthcare facility. Unit does not include the sanitizing liquid. Units are battery operated.
A5080 | Dispenser, Paper Towel, SS, Surface Mounted | 1 | CC | A surface mounted, satin finish stainless steel, single-fold, paper towel dispenser. Dispenser features: tumbler lock; front hinged at bottom; and refill indicator slot. Minimum capacity 400 single-fold paper towels. For general purpose use throughout the facility.
A5106 | Waste Disposal Unit, Sharps w/Glove Dispenser | 1 | VV | The unit is designed for the disposal of sharps and complies with OSHA guidelines for the handling of sharps. It shall house a 5 quart container and be capable of being mounted on a wall. It shall have a glove dispenser attached. The unit shall be secured by a locked enclosure.
C04F0 | Cabinet, U/C/B, 1 Shelf, 2 Half DR, 2 DO, 36x36x22 | 1 | CC | Standing height under counter base cabinet with an adjustable shelf and two half width drawers above solid hinged doors. Also referred to as a combination cabinet or a drawer and cupboard cabinet. For general purpose use throughout the facility.
C05P0 | Cabinet, Sink, U/C/B, 2 Door, 36x48x22 | 1 | CC | Standing height under counter base sink cabinet with solid hinged doors. Also referred to as a double-door sink cabinet. For general purpose use throughout the facility where a sink is to be used. Coordinate actual clear cabinet dimension with the actual outside dimension of sink that is specified to ensure that they are compatible.
CS200 | Sink, SS, Single Compartment, 12x28x16 ID | 1 | CC | Single compartment stainless steel sink, drop-in, self-rimming, ledge-type, connected with a drain and provided with a mixing faucet. It shall also be provided with pre-punched fixture holes on 4" center, integral back ledge to accommodate deck-mounted fixtures, brushed/polished interior and top surfaces, and sound deadened. Recommended for use in suspended or U/C/B sink cabinets having a high plastic laminate or Chemsurf laminate countertop/work surface. Coordinate actual outside sink dimensions with the actual clear dimension of cabinet specified to ensure that they are compatible. For general purpose use throughout the facility.
CT050 | Countertop, Stainless Steel | 1 | CC | Stainless steel countertop (composition of heavy-gauge Type No. 304 stainless steel) having a smooth satin finish and integral 4" backsplash/curb. Also referred to as a corrosion-resistant steel work surface or work top. Available in various depths. Used in areas where excellent ease of cleaning, abrasion resistance, bacteria resistance, impact resistance, load capacity and moisture resistance, are of concern. Pricing based upon a 24" depth.
F2020 | Can, Trash, 44 Gallon | 1 | VV | Forty four (44) gallon trash can, 32" high X 24" diameter, with lid. Used to collect and transport refuse from a point of origin to point of disposal (example: from soiled utility or a nursing unit to the trash compactor at housekeeping).
P2000 | Eyewash, Wall Mounted, Hands-Free | 1 | CC | Wall mounted emergency eye wash station. The flow of water from the unit is activated by hand. Upon initiation of water flow the unit will operate hands free to provide streams of water to clear foreign particles or dilute caustic liquids from the eyes in emergency situations. Used in laboratories and areas of the hospital where employees are subject to foreign bodies or liquid material to the eyes.
P2450 | Valve, Mixing, Thermostatic | 1 | CC | Thermostatic mixing valve with washout hose. Used with portable whirlpool equipment. Thermostatic valve is used to maintain temperature between 70 and 110 degree Fahrenheit, with a flow rate of 20 gallons a minute. The washout hose assembly is used to wash out tanks after treatment. Used in physical therapy department to provide comfortable water temperature for patient treatments.
P3100 | Lavatory, Vitreous China, Slab Type | 1 | CC | Wall mounted, slab type, vitreous china, lavatory (approximate bowl size 7"x15"x10") with: faucet holes on 4" centers; gooseneck spout; wrist blade handles; and grid strainer. It shall be suitable for use in clinics, offices, washrooms or patient care area.
3 - CPR18 - Equipment Storage Room, Prsthtcs Svc | 3 - CPR18 - Equipment Storage Room, Prsthtcs Svc | 3 - CPR18 - Equipment Storage Room, Prsthtcs Svc | 3 - CPR18 - Equipment Storage Room, Prsthtcs Svc | 3 - CPR18 - Equipment Storage Room, Prsthtcs Svc
JSN | NAME | QTY | ACQ/INS | DESCRIPTION
M2055 | Shelving, Storage, Wire, CRS, w/Adjustable Shelves | 1 | VV | Stationary, wire, shelving unit. Unit has fully adjustable shelves constructed of stainless steel. For use in general purpose storage areas. Shelving is provided in various sizes and configurations. Price provided is for a unit approximately 74"H x 18"D x 48"W with four shelves.
4 - CPR21 - Prosthetic / Orthotic Laboratory Fume Room, Prsthtcs Svc | 4 - CPR21 - Prosthetic / Orthotic Laboratory Fume Room, Prsthtcs Svc | 4 - CPR21 - Prosthetic / Orthotic Laboratory Fume Room, Prsthtcs Svc | 4 - CPR21 - Prosthetic / Orthotic Laboratory Fume Room, Prsthtcs Svc | 4 - CPR21 - Prosthetic / Orthotic Laboratory Fume Room, Prsthtcs Svc
JSN | NAME | QTY | ACQ/INS | DESCRIPTION
A1010 | Telecommunication Outlet | 1 | VV | Telecommunication outlet location.
A1012 | Telephone, Wall Mounted, 1 Line | 1 | VV | Telephone, wall mounted, 1 line.
D3550 | Evacuation System, Laboratory, Dental | 1 | CC | High vacuum laboratory evacuation station. The system is used in dental laboratories to provide a vacuum for up to twelve 3 inch suction inlets throughout the laboratory. The unit has a suction capacity of 1800 cubic feet per minute.
F0230 | Chair, Drafting, Rotary | 1 | VV | Drafting chair approximately 47" high X 20" wide X 20" deep with rotary stool and a 5 (five) star base with casters. Padded seat and back. Foot ring adjusts with chair.
F2020 | Can, Trash, 44 Gallon | 1 | VV | Forty four (44) gallon trash can, 32" high X 24" diameter, with lid. Used to collect and transport refuse from a point of origin to point of disposal (example: from soiled utility or a nursing unit to the trash compactor at housekeeping).
F3200 | Clock, Battery, 12" Diameter | 1 | VV | Clock, 12" diameter. Round surface, easy to read numbers with sweep second hand. Wall mounted unit for use when impractical to install a fully synchronized clock system. Battery operated, (batteries not included).
L2205 | Hood, Fume, Floor Standing, Explosion Proof | 1 | CC | Floor standing fume hood. A 4 foot model is specified, other sizes available. It will include an incandescent or fluorescent light fixture (if compatible with being explosion proof), blower switch with pilot light, at least one duplex receptacle, a cup sink and shall be acid resistant. The minimum average face velocity shall be 100 fpm. It Includes a steel framed safety glass sash resistant to heat of up to 71 degrees centigrade. Static pressure loss is not to exceed 0.22 inches. The fume hood also has adjustable baffles. Other custom options are available. Used in laboratories to prepare samples requiring the use of toxic and or flammable materials. Unit shall be explosion proof and suitable for use with organic volatile substances. Duplex receptacle will be external to the hood work area. All fittings will be explosion proof.
L8285 | Oven, Drying, Medium, 3 Cubic Foot | 1 | VV | Medium laboratory drying oven. It has a temperature range of ambient to 210 degrees centigrade, a stainless steel interior, a hydraulic or electronic temperature control, timer and a 2.7 to 3.2 cubic foot capacity. For drying and heating applications in the laboratory.
P2000 | Eyewash, Wall Mounted, Hands-Free | 1 | CC | Wall mounted emergency eye wash station. The flow of water from the unit is activated by hand. Upon initiation of water flow the unit will operate hands free to provide streams of water to clear foreign particles or dilute caustic liquids from the eyes in emergency situations. Used in laboratories and areas of the hospital where employees are subject to foreign bodies or liquid material to the eyes.
T0180 | Cabinet, Storage, Tool, F/Mounted | 1 | CC | The cabinet shall be designed to store and secure tools and will be non mobile.
T0285 | Drill Press, Floor Mounted, Tilt Table | 1 | VV | Floor mounted drill press. Characteristics/components include 1/2 inch drill capacity; tilt table that tilts 45 degrees; 3/4 HP motor; three-spoke pilot wheel; depth stop and gauge. The unit is used for general purposes in occupational therapy.
T0400 | Grinder, Floor Mounted, Pedestal | 1 | VV | Floor mounted grinder. Characteristics/components include pedestal type with a 1 HP motor; cast iron wheel guard and dust vents; large eye shields with quick adjustment levels; pre-lubricated with enclosed ball bearings; and two grinding wheels. This unit is used for general purposes in maintenance shops. Models are also available in 230 VAC, 3 phase.
T0740 | Sander, Disk, 12" Wheel | 1 | VV | Disk sander. Characteristics/components include 12 inch wheel; tilt table; stand; unit disc that is mounted to the end of motor shaft for powerful and accurate operation; scale that shows exact degree of derived table tilt; and a low 24 volt control unit at the push button station magnetic control. This unit can be used for sanding in wood shops.
T1510 | System, Vacuum Forming | 1 | VV | Vacuum forming system used in the production of orthotic devices. System includes 1/4 HP vacuum pump which produces 26 inches of mercury vacuum, 8 gallon holding tank, table base, and a variety of forming trays. Trays are interchangeable on the base and may be changed without the use of hand tools. Foot treadle control sets and maintains a constant vacuum.
T9400 | Vise, Machinists', Swivel Base | 1 | VV | General purpose machinists' vise. Characteristics include 360 degree swivel base with lock down and capability to hold pipe, shafts, and square machined parts with maximum gripping. Vise is used for a wide range of work and is available in 4 to 6 inch jaw widths.
5 - SB267 - Prsthcs Svc Trash / Recycling Room, Bldg Sprt | 5 - SB267 - Prsthcs Svc Trash / Recycling Room, Bldg Sprt | 5 - SB267 - Prsthcs Svc Trash / Recycling Room, Bldg Sprt | 5 - SB267 - Prsthcs Svc Trash / Recycling Room, Bldg Sprt | 5 - SB267 - Prsthcs Svc Trash / Recycling Room, Bldg Sprt
JSN | NAME | QTY | ACQ/INS | DESCRIPTION
A5077 | Dispenser, Hand Sanitizer, Hands-Free | 1 | VV | A touch free wall-mounted hand sanitizer dispenser. For use throughout a healthcare facility. Unit does not include the sanitizing liquid. Units are battery operated.
A5107 | Dispenser, Glove, Surgical/Examination, Wall Mntd | 1 | VV | Examination three (Small Medium, Large) glove dispenser box for wall mounting. Fabricated of either cold rolled steel with a white baked enamel finish, plastic or acrylic. Hardware not included, Option 3 powder coated steel.
F0530 | Cart, Trash | 1 | VV | Heavy duty trash cart, approximately 42" high X 74" wide X 34" deep with two (2) solid non-marking rubber roller bearing wheels, one (1) or two (2) swivel casters, 2000 pound capacity and tilt mechanism.
F2026 | Container, Recycling, Large | 1 | VV | Recycling container shall be approximately 30-gallons in capacity. The container may include a lid and be Recycle Blue in color with the recycle symbol identified on the container.
6 - CPR22 - Prosthetic / Orthotic Laboratory Dust Room, Prsthtcs Svc | 6 - CPR22 - Prosthetic / Orthotic Laboratory Dust Room, Prsthtcs Svc | 6 - CPR22 - Prosthetic / Orthotic Laboratory Dust Room, Prsthtcs Svc | 6 - CPR22 - Prosthetic / Orthotic Laboratory Dust Room, Prsthtcs Svc | 6 - CPR22 - Prosthetic / Orthotic Laboratory Dust Room, Prsthtcs Svc
JSN | NAME | QTY | ACQ/INS | DESCRIPTION
A1010 | Telecommunication Outlet | 1 | VV | Telecommunication outlet location.
A1012 | Telephone, Wall Mounted, 1 Line | 1 | VV | Telephone, wall mounted, 1 line.
A5075 | Dispenser, Soap, Disposable | 1 | VV | Disposable soap dispenser. One-handed dispensing operation. Designed to accommodate disposable soap cartridge and valve.
A5080 | Dispenser, Paper Towel, SS, Surface Mounted | 1 | CC | A surface mounted, satin finish stainless steel, single-fold, paper towel dispenser. Dispenser features: tumbler lock; front hinged at bottom; and refill indicator slot. Minimum capacity 400 single-fold paper towels. For general purpose use throughout the facility.
C04E0 | Cabinet, U/C/B, 1 Shelf, 1 Drawer, 2 DO, 36x36x22 | 1 | CC | Standing height under counter base cabinet with an adjustable shelf and a full width drawer above solid hinged doors. Also referred to as a combination cabinet or a drawer and cupboard cabinet. For general purpose use throughout the facility.
C04J0 | Cabinet, U/C/B, 8 Half Drawer, 36x36x22 | 1 | CC | Standing height under counter base cabinet with eight half width drawers of equal height. Also referred to as a drawer cabinet. For general purpose use throughout the facility.
C04L0 | Cabinet, U/C/B, 1 DR, 3 Half DR, 1 Door, 36" W | 1 | CC | Standing height under counter base cabinet, 36" H x 36" W x 22" D with a full width drawer above three half width drawers alongside a solid right or left door/cupboard (appropriate door/cupboard configuration to be indicated on equipment elevation drawings). Also referred to as a combination cabinet or a drawer and cupboard cabinet. For general purpose use throughout the facility.
C04P0 | Cabinet, Sink, U/C/B, 2 Door, 36x36x22 | 1 | CC | Standing height under counter base sink cabinet with solid hinged doors. Also referred to as a double-door sink cabinet. For general purpose use throughout the facility where a sink is to be used. Coordinate actual clear cabinet dimension with the actual outside dimension of sink that is specified to ensure that they are compatible.
CE040 | Cabinet, W/H, 2 SH, 2 GDO, Sloping Top, 38x36x13 | 2 | CC | Wall hung cabinet with two adjustable shelves, framed-glass hinged doors, and sloping top. Also referred to as a framed-glass hinged double door wall case. For general purpose use throughout the facility.
CS150 | Sink, SS, Single Compartment, 10x19x16 ID | 1 | CC | Single compartment stainless steel sink, drop-in, self-rimming, ledge-type, connected with a drain and provided with a mixing faucet. It shall also be provided with pre-punched fixture holes on 4" center, integral back ledge to accommodate deck-mounted fixtures, brushed/polished interior and top surfaces, and sound deadened. Recommended for use in suspended or U/C/B sink cabinets having a high plastic laminate or Chemsurf laminate countertop/work surface. Coordinate actual outside sink dimensions with the actual clear dimension of cabinet specified to ensure that they are compatible. For general purpose use throughout the facility.
CT030 | Countertop, High Pressure Laminate | 12 | CC | High pressure laminate countertop (composition of wood particle core with plastic laminate surface) having a hard smooth surface finish, standard thickness of 1", and a 4" butt backsplash/curb. Also referred to as a work surface or work top. Available in a wide choice of colors, patterns, and depths. Used in general purpose areas requiring a basic work surface arrangement with limited heat resistance and poor chemical resistance. Pricing based upon a 24" depth.
D3550 | Evacuation System, Laboratory, Dental | 1 | CC | High vacuum laboratory evacuation station. The system is used in dental laboratories to provide a vacuum for up to twelve 3 inch suction inlets throughout the laboratory. The unit has a suction capacity of 1800 cubic feet per minute.
D8540 | Sandblaster, Complete | 1 | VV | Sandblaster. The unit is used in dental laboratories for abrasive blasting of restorations. The blaster comes with abrasive tanks, abrasive pencils, a pressure regulator and a filter system. The unit can be attached to a dust collection system. The blaster is available in different power configurations or in recycling workstations (see JSN D0942).
F0230 | Chair, Drafting, Rotary | 1 | VV | Drafting chair approximately 47" high X 20" wide X 20" deep with rotary stool and a 5 (five) star base with casters. Padded seat and back. Foot ring adjusts with chair.
F2020 | Can, Trash, 44 Gallon | 1 | VV | Forty four (44) gallon trash can, 32" high X 24" diameter, with lid. Used to collect and transport refuse from a point of origin to point of disposal (example: from soiled utility or a nursing unit to the trash compactor at housekeeping).
F3200 | Clock, Battery, 12" Diameter | 1 | VV | Clock, 12" diameter. Round surface, easy to read numbers with sweep second hand. Wall mounted unit for use when impractical to install a fully synchronized clock system. Battery operated, (batteries not included).
P2000 | Eyewash, Wall Mounted, Hands-Free | 1 | CC | Wall mounted emergency eye wash station. The flow of water from the unit is activated by hand. Upon initiation of water flow the unit will operate hands free to provide streams of water to clear foreign particles or dilute caustic liquids from the eyes in emergency situations. Used in laboratories and areas of the hospital where employees are subject to foreign bodies or liquid material to the eyes.
T0120 | Bench, Work, Wood Top, 1 Drawer, 1 Shelf, 34x72x30 | 1 | VV | Workbench with wood top approximately 72" W x 30" D x 34" H. Characteristics/components include laminated wood top, 1- 5/8 inches thick; legs constructed of welded heavy gauge steel with floor feet for maximum stability; and one drawer and shelf. Workbench is used in occupational therapy.
T0285 | Drill Press, Floor Mounted, Tilt Table | 1 | VV | Floor mounted drill press. Characteristics/components include 1/2 inch drill capacity; tilt table that tilts 45 degrees; 3/4 HP motor; three-spoke pilot wheel; depth stop and gauge. The unit is used for general purposes in occupational therapy.
T0400 | Grinder, Floor Mounted, Pedestal | 1 | VV | Floor mounted grinder. Characteristics/components include pedestal type with a 1 HP motor; cast iron wheel guard and dust vents; large eye shields with quick adjustment levels; pre-lubricated with enclosed ball bearings; and two grinding wheels. This unit is used for general purposes in maintenance shops. Models are also available in 230 VAC, 3 phase.
T0740 | Sander, Disk, 12" Wheel | 1 | VV | Disk sander. Characteristics/components include 12 inch wheel; tilt table; stand; unit disc that is mounted to the end of motor shaft for powerful and accurate operation; scale that shows exact degree of derived table tilt; and a low 24 volt control unit at the push button station magnetic control. This unit can be used for sanding in wood shops.
T1020 | Cabinet, Tool, Floor Standing, 84x60x22 | 1 | VV | Floor standing tool cabinet. Characteristics/components include assortment of tool hangers, plastic nail and tote trays. Constructed of heavy maple framing and hardwood panels. Upper storage compartments are lined with 1/4 inch perforated pegboard. Cabinet does not include tools.
T6000 | Lathe, Metal, Bench/Mounted, Multi-Speed, 4 Feed | 1 | VV | Metal-turning lathe. Characteristics/components include bench mounted; 12 inch swing, distance between centers 40 inches, speed range 60-1550 RPM, minimum number of speeds 8, cuts English and Metric threads, 4-way turret tool post, heavy-duty construction and 2 HP motor.
T7580 | Saw, Hack, Endless Blade | 1 | VV | Horizontal band saw. Characteristics/components include portable; true horizontal cutting performance with a 4" X 6" rectangular capacity; 1/3 HP motor with a on/off toggle switch and automatic shut-off; and capability for conversion to vertical band saw in only a few minutes. Saw is used for wood or metal work in maintenance, machine and home workshops.
T9400 | Vise, Machinists', Swivel Base | 1 | VV | General purpose machinists' vise. Characteristics include 360 degree swivel base with lock down and capability to hold pipe, shafts, and square machined parts with maximum gripping. Vise is used for a wide range of work and is available in 4 to 6 inch jaw widths.
T9420 | Vise, Bench/Pipe, Swivel Base, 5 Inch Jaw | 1 | VV | Bench and pipe vise. Characteristics/components include 6 inch opening jaw; 5 inch width jaw; holds 1/8 to 1-1/2 inch pipe. Swivel base allows full 360 degrees rotation, geared lock bolt insures positive locking against slippage.
9 - CPR26 - Shoe Modification Materials Storage Room, Prsthtcs Svc | 9 - CPR26 - Shoe Modification Materials Storage Room, Prsthtcs Svc | 9 - CPR26 - Shoe Modification Materials Storage Room, Prsthtcs Svc | 9 - CPR26 - Shoe Modification Materials Storage Room, Prsthtcs Svc | 9 - CPR26 - Shoe Modification Materials Storage Room, Prsthtcs Svc
JSN | NAME | QTY | ACQ/INS | DESCRIPTION
A1010 | Telecommunication Outlet | 1 | VV | Telecommunication outlet location.
A1014 | Telephone, Wall Mounted, 1 Line, With Speaker | 1 | VV | Telephone, wall mounted, 1 line, with speaker.
M2055 | Shelving, Storage, Wire, CRS, w/Adjustable Shelves | 4 | VV | Stationary, wire, shelving unit. Unit has fully adjustable shelves constructed of stainless steel. For use in general purpose storage areas. Shelving is provided in various sizes and configurations. Price provided is for a unit approximately 74"H x 18"D x 48"W with four shelves.
10 - CPR31 - Wheelchair Repair Shop, Prsthtcs Svc | 10 - CPR31 - Wheelchair Repair Shop, Prsthtcs Svc | 10 - CPR31 - Wheelchair Repair Shop, Prsthtcs Svc | 10 - CPR31 - Wheelchair Repair Shop, Prsthtcs Svc | 10 - CPR31 - Wheelchair Repair Shop, Prsthtcs Svc
JSN | NAME | QTY | ACQ/INS | DESCRIPTION
A1010 | Telecommunication Outlet | 1 | VV | Telecommunication outlet location.
A1012 | Telephone, Wall Mounted, 1 Line | 1 | VV | Telephone, wall mounted, 1 line.
A5075 | Dispenser, Soap, Disposable | 1 | VV | Disposable soap dispenser. One-handed dispensing operation. Designed to accommodate disposable soap cartridge and valve.
A5077 | Dispenser, Hand Sanitizer, Hands-Free | 1 | VV | A touch free wall-mounted hand sanitizer dispenser. For use throughout a healthcare facility. Unit does not include the sanitizing liquid. Units are battery operated.
A5080 | Dispenser, Paper Towel, SS, Surface Mounted | 1 | CC | A surface mounted, satin finish stainless steel, single-fold, paper towel dispenser. Dispenser features: tumbler lock; front hinged at bottom; and refill indicator slot. Minimum capacity 400 single-fold paper towels. For general purpose use throughout the facility.
C05P0 | Cabinet, Sink, U/C/B, 2 Door, 36x48x22 | 1 | CC | Standing height under counter base sink cabinet with solid hinged doors. Also referred to as a double-door sink cabinet. For general purpose use throughout the facility where a sink is to be used. Coordinate actual clear cabinet dimension with the actual outside dimension of sink that is specified to ensure that they are compatible.
CT050 | Countertop, Stainless Steel | 4 | CC | Stainless steel countertop (composition of heavy-gauge Type No. 304 stainless steel) having a smooth satin finish and integral 4" backsplash/curb. Also referred to as a corrosion-resistant steel work surface or work top. Available in various depths. Used in areas where excellent ease of cleaning, abrasion resistance, bacteria resistance, impact resistance, load capacity and moisture resistance, are of concern. Pricing based upon a 24" depth.
D8990 | Cleaner, Ultrasonic, 10-12 Quart Capacity | 1 | VV | Ultrasonic cleaner. Used in dental laboratories and operatories to clean dental instruments and tools either as a preliminary step to sterilization or to remove material. Cleaners are available in several sizes with or without timers and/or heat. The units used for the database have a 10-12 quart capacity and are equipped with a timer and heat.
F2020 | Can, Trash, 44 Gallon | 1 | VV | Forty four (44) gallon trash can, 32" high X 24" diameter, with lid. Used to collect and transport refuse from a point of origin to point of disposal (example: from soiled utility or a nursing unit to the trash compactor at housekeeping).
F3050 | Whiteboard, Dry Erase | 1 | VV | Whiteboard unit, approximately 36" H x 48" W consisting of a white porcelain enamel writing surface with an attached chalk tray. Magnetic surface available. Image can be easily removed with a standard chalkboard eraser. For use with water color pens. Unit is ready to hang.
F3200 | Clock, Battery, 12" Diameter | 1 | VV | Clock, 12" diameter. Round surface, easy to read numbers with sweep second hand. Wall mounted unit for use when impractical to install a fully synchronized clock system. Battery operated, (batteries not included).
M2070 | Shelving, Storage, 77hx36wx18d | 3 | VV | Storage shelving unit approximately 77" H X 36" W X 18" D. Corrosion resistant baked enamel, galvanized or stainless steel open unit with adjustable shelves. The closed version is also available. For use in the storage room.
P2450 | Valve, Mixing, Thermostatic | 1 | CC | Thermostatic mixing valve with washout hose. Used with portable whirlpool equipment. Thermostatic valve is used to maintain temperature between 70 and 110 degree Fahrenheit, with a flow rate of 20 gallons a minute. The washout hose assembly is used to wash out tanks after treatment. Used in physical therapy department to provide comfortable water temperature for patient treatments.
P5210 | Shower, Safety, Freestanding, With Eye/Face Wash | 1 | CC | Deluge safety shower. This is a complete, maximum protection safety station consisting of a free-standing emergency shower and an eye/face wash fixture. Used anywhere exposure to hazardous substances may occur.
P6500 | Sink, Service, Cast Iron | 1 | CC | Service sink approximately 18" D x 22" W x 20" H which includes a polished chromium-plated combination hot and cold water faucet with integral stops and extended spout. Spout will have a pail hook, 3/4 inch hose coupling thread and shall include a backflow preventer. The faucet will be provided with a top brace and wall fittings for mounting above service sink. Service sink will be made of enameled cast iron. Used throughout the facility in utility rooms for washing and cleaning equipment.
T0285 | Drill Press, Floor Mounted, Tilt Table | 1 | VV | Floor mounted drill press. Characteristics/components include 1/2 inch drill capacity; tilt table that tilts 45 degrees; 3/4 HP motor; three-spoke pilot wheel; depth stop and gauge. The unit is used for general purposes in occupational therapy.
T0600 | Workbench, 2 Drawer | 1 | VV | Work station workbench approximately 36"D x 72"W x 30"H. Characteristics/components include two drawers (14" W X 20" D X 5" H); master key lock; back stops; and an 18" drawer/ small parts cabinet. This unit is used in wood and metal workshops.
T3640 | Grinder, Pedestal/Mounted, Combination Belt/Disc | 1 | VV | Pedestal type grinder. Combination 6-inch abrasive belt and 12-inch abrasive disk sander with tilting table assemblies, belt and disc guard and dust collection shroud. This grinder is used for grinding materials in metal workshops.
T9400 | Vise, Machinists', Swivel Base | 1 | VV | General purpose machinists' vise. Characteristics include 360 degree swivel base with lock down and capability to hold pipe, shafts, and square machined parts with maximum gripping. Vise is used for a wide range of work and is available in 4 to 6 inch jaw widths.
11 - CPR32 - Wheelchair Active Storage Room, Prsthtcs Svc | 11 - CPR32 - Wheelchair Active Storage Room, Prsthtcs Svc | 11 - CPR32 - Wheelchair Active Storage Room, Prsthtcs Svc | 11 - CPR32 - Wheelchair Active Storage Room, Prsthtcs Svc | 11 - CPR32 - Wheelchair Active Storage Room, Prsthtcs Svc
JSN | NAME | QTY | ACQ/INS | DESCRIPTION
A1010 | Telecommunication Outlet | 1 | VV | Telecommunication outlet location.
A1014 | Telephone, Wall Mounted, 1 Line, With Speaker | 1 | VV | Telephone, wall mounted, 1 line, with speaker.
M2055 | Shelving, Storage, Wire, CRS, w/Adjustable Shelves | 4 | VV | Stationary, wire, shelving unit. Unit has fully adjustable shelves constructed of stainless steel. For use in general purpose storage areas. Shelving is provided in various sizes and configurations. Price provided is for a unit approximately 74"H x 18"D x 48"W with four shelves.
12 - CPR34 - Dirty Wheelchair / DME Active Storage Room, Prsthtcs Svc | 12 - CPR34 - Dirty Wheelchair / DME Active Storage Room, Prsthtcs Svc | 12 - CPR34 - Dirty Wheelchair / DME Active Storage Room, Prsthtcs Svc | 12 - CPR34 - Dirty Wheelchair / DME Active Storage Room, Prsthtcs Svc | 12 - CPR34 - Dirty Wheelchair / DME Active Storage Room, Prsthtcs Svc
JSN | NAME | QTY | ACQ/INS | DESCRIPTION
A1010 | Telecommunication Outlet | 1 | VV | Telecommunication outlet location.
A1014 | Telephone, Wall Mounted, 1 Line, With Speaker | 1 | VV | Telephone, wall mounted, 1 line, with speaker.
M2055 | Shelving, Storage, Wire, CRS, w/Adjustable Shelves | 4 | VV | Stationary, wire, shelving unit. Unit has fully adjustable shelves constructed of stainless steel. For use in general purpose storage areas. Shelving is provided in various sizes and configurations. Price provided is for a unit approximately 74"H x 18"D x 48"W with four shelves.
13 - CPR36 - Wheelchair Parts Storage Room, Prsthtcs Svc | 13 - CPR36 - Wheelchair Parts Storage Room, Prsthtcs Svc | 13 - CPR36 - Wheelchair Parts Storage Room, Prsthtcs Svc | 13 - CPR36 - Wheelchair Parts Storage Room, Prsthtcs Svc | 13 - CPR36 - Wheelchair Parts Storage Room, Prsthtcs Svc
JSN | NAME | QTY | ACQ/INS | DESCRIPTION
A1010 | Telecommunication Outlet | 1 | VV | Telecommunication outlet location.
A1014 | Telephone, Wall Mounted, 1 Line, With Speaker | 1 | VV | Telephone, wall mounted, 1 line, with speaker.
M2055 | Shelving, Storage, Wire, CRS, w/Adjustable Shelves | 4 | VV | Stationary, wire, shelving unit. Unit has fully adjustable shelves constructed of stainless steel. For use in general purpose storage areas. Shelving is provided in various sizes and configurations. Price provided is for a unit approximately 74"H x 18"D x 48"W with four shelves.
15 - CPR46 - Sewing Room, Prsthtcs Svc | 15 - CPR46 - Sewing Room, Prsthtcs Svc | 15 - CPR46 - Sewing Room, Prsthtcs Svc | 15 - CPR46 - Sewing Room, Prsthtcs Svc | 15 - CPR46 - Sewing Room, Prsthtcs Svc
JSN | NAME | QTY | ACQ/INS | DESCRIPTION
A1010 | Telecommunication Outlet | 1 | VV | Telecommunication outlet location.
A1012 | Telephone, Wall Mounted, 1 Line | 1 | VV | Telephone, wall mounted, 1 line.
F2020 | Can, Trash, 44 Gallon | 1 | VV | Forty four (44) gallon trash can, 32" high X 24" diameter, with lid. Used to collect and transport refuse from a point of origin to point of disposal (example: from soiled utility or a nursing unit to the trash compactor at housekeeping).
F3200 | Clock, Battery, 12" Diameter | 1 | VV | Clock, 12" diameter. Round surface, easy to read numbers with sweep second hand. Wall mounted unit for use when impractical to install a fully synchronized clock system. Battery operated, (batteries not included).
T0106 | Bench, Work, With 4 Drawers, 1 Cabinet, 2 Shelves | 1 | VV | Workbench with 4 drawers. Characteristics/components include heavy gauge steel construction, four drawers, each approximately 14 3/4" W X 19 1/2" D X 5 5/8" H, on nylon rollers; each drawer includes a provision for cylinder lock and pull, and a single full size door with lock and shelf.
T0180 | Cabinet, Storage, Tool, F/Mounted | 1 | CC | The cabinet shall be designed to store and secure tools and will be non mobile.
T0810 | Stand, Jack, Shoe Repair | 1 | VV | Shoe repair jack stand. Characteristics/components include five men's and women's lasts; top locks in place or spins free; top is controlled with the turn of a knob and the top section is long enough to keep boots clear of the knob. This stand is used to form and repair shoes in brace and limb shops.
T0850 | Cutter, Sole, Bench Mounted | 1 | VV | Bench mounted, hand operated cutter. This is a five-in-one functional machine that skives, cuts, trims, bevels edges and presses edges of bonded surfaces. Can be used on plastic, rubber and leather materials. Unit has a 9” throat clearance. Used in shoe repair and orthotic/prosthetic shops.
T0860 | Machine, Sewing, Industrial, Heavy Duty | 1 | VV | Industrial sewing machine. Characteristics/components include heavy duty; capability to produce fine stitches on elegant ladies' shoes just as easily as it does hard-wearing stitches on heavy working boots; capability to sew in all directions; 18-1/2 inch clearance under arm; hand wheel which may be front or side mounted; and a heavy duty power stand which comes with adjustable speeds, precision motor control and 1/3 HP. This machine is used to repair and make shoes.
T0870 | Machine, Sewing, Industrial, Medium Duty | 1 | VV | Industrial sewing machine. Characteristics/components include medium duty, high-speed; light harness stitcher on stand unit; 1/2 HP motor; stitch speed of 1800 stitches per minute (S.P.M.); maximum thread size of 3 cord; and adjustable stand heights. This machine is used for leather garment work, light or medium stitching at high speeds on upholstery or slip covers, etc.
T1500 | Machine, Finishing, Shoe | 1 | VV | Shoe finishing machine. Characteristics/components include belts and wheels for leather finishing; two sanding belts, each 59-1/2 inches long, to cut faster, run cooler and last longer, with one belt 1-9/16 inches wide and the other at 4 inches wide; dust control system with front-access dust collection drawer; quick-adjust sole trimmer; and a 2 HP blower motor. This machine is used to manufacture and repair shoes.
T8000 | Machine, Sewing/Stitching | 1 | VV | Industrial type sewing machine. Single needle, extra heavy duty backstitch with reverse feed. Has an extra long cylinder arm and built in bobbin winder. Also has an extra high presser lift for sewing very heavy materials. This machine is used for sewing leather, canvas, nylon and other heavy materials.
16 - CPR51 - Wheelchair / Stretcher Storage Room, Prsthtcs Svc | 16 - CPR51 - Wheelchair / Stretcher Storage Room, Prsthtcs Svc | 16 - CPR51 - Wheelchair / Stretcher Storage Room, Prsthtcs Svc | 16 - CPR51 - Wheelchair / Stretcher Storage Room, Prsthtcs Svc | 16 - CPR51 - Wheelchair / Stretcher Storage Room, Prsthtcs Svc
JSN | NAME | QTY | ACQ/INS | DESCRIPTION
A1010 | Telecommunication Outlet | 1 | VV | Telecommunication outlet location.
A1014 | Telephone, Wall Mounted, 1 Line, With Speaker | 1 | VV | Telephone, wall mounted, 1 line, with speaker.
M2055 | Shelving, Storage, Wire, CRS, w/Adjustable Shelves | 4 | VV | Stationary, wire, shelving unit. Unit has fully adjustable shelves constructed of stainless steel. For use in general purpose storage areas. Shelving is provided in various sizes and configurations. Price provided is for a unit approximately 74"H x 18"D x 48"W with four shelves.
17 - CPR56 - Orthotics / Prosthetic Parts / Materials Storage Room, Prsthtcs Svc | 17 - CPR56 - Orthotics / Prosthetic Parts / Materials Storage Room, Prsthtcs Svc | 17 - CPR56 - Orthotics / Prosthetic Parts / Materials Storage Room, Prsthtcs Svc | 17 - CPR56 - Orthotics / Prosthetic Parts / Materials Storage Room, Prsthtcs Svc | 17 - CPR56 - Orthotics / Prosthetic Parts / Materials Storage Room, Prsthtcs Svc
JSN | NAME | QTY | ACQ/INS | DESCRIPTION
A1010 | Telecommunication Outlet | 1 | VV | Telecommunication outlet location.
A1014 | Telephone, Wall Mounted, 1 Line, With Speaker | 1 | VV | Telephone, wall mounted, 1 line, with speaker.
M2055 | Shelving, Storage, Wire, CRS, w/Adjustable Shelves | 4 | VV | Stationary, wire, shelving unit. Unit has fully adjustable shelves constructed of stainless steel. For use in general purpose storage areas. Shelving is provided in various sizes and configurations. Price provided is for a unit approximately 74"H x 18"D x 48"W with four shelves.
18 - CPR61 - Prosthetic Appliances Mailing Room, Prsthtcs Svc | 18 - CPR61 - Prosthetic Appliances Mailing Room, Prsthtcs Svc | 18 - CPR61 - Prosthetic Appliances Mailing Room, Prsthtcs Svc | 18 - CPR61 - Prosthetic Appliances Mailing Room, Prsthtcs Svc | 18 - CPR61 - Prosthetic Appliances Mailing Room, Prsthtcs Svc
JSN | NAME | QTY | ACQ/INS | DESCRIPTION
_0051 | Bin, Mailroom Sorting w/Riser | 2 | VV | Mail distribution cabinet. Horizontal style distribution boxes. Unit consists of adjustable horizontal dividers and/or adjustable shelves. Unit can be customized to fit the client needs. Used for mail distribution. 84"w x 60"h x 30"d
_0052 | Mail Cart, Lockable | 4 | VV | Large capacity lockable mail cart. Top box section constructed of 18 gauge steel, lower section contains mail cart wire basket. The cart has 10" rear tires and 4 " front casters. Overall size is 22"w x 49"d x 40"h
_0054 | Camera, Dome, Ceiling Mounted, CCTV | 3 | CC | A high definition video surveillance camera. The camera is capable of full 1080p resolution at 30 frames per second while optimizing network usage with H.264, MPEG-4 and JPEG compression formats. Camera will have an open, standards-based design providing a platform for integration and operation as an independent device or as part of a surveillance network.
_0061 | Mail, Paper Inserter | 1 | VV | A tabletop or floor standing device used to fold documents and insert them into envelopes with speeds exceeding 2,100 envelopes per hour. Optional metering function.
_0062 | Postage Meter | 1 | VV | A device used to electronically document the correct postage of each piece of mail with capability to print directly on the mail or on a label.
_0077 | Desk, Single Pedestal, Large | 1 | VV | Single pedestal flat top desk, 30" high X 66" wide X 30" deep with right or left hand pedestal, one (1) box drawer, one (1) file drawer, modesty panel and floor glides.
_0078 | Locker, Package | 2 | VV | Rear loading parcel box for the delivery of parcels with dual locking system Consists of aluminum compartment doors and zinc plated steel compartments. Used for mail distribution. Unit consists of 2 doors
A1010 | Telecommunication Outlet | 1 | VV | Telecommunication outlet location.
A1015 | Telephone, Desk, Multiple Line | 1 | VV | Telephone, desk, multiple line.
A1055 | Mailbox, Horizontal, Rear Loading | 2 | CC | Horizontal, rear loading mail box. Consists of aluminum compartment doors with single dial reset-table combination lock, and zinc plated steel compartments. Used for mail distribution. Unit consists of 60 doors (door sizes either 12" high and 5" wide or 12" wide and 5" high). Size as required.
A1066 | Mirror, Float Glass, With SS Frame | 1 | CC | A high quality 1/4" polished float glass mirror 36X18, framed in a one-piece, bright polished, stainless steel channel frame with 90° mitered corners. All edges of the mirror are protected by absorbing filler strips. Mirror has a galvanized steel back with integral horizontal hanging brackets and wall hanger for concealed mounting. For mounting above single wall mounted lavatories located in toilet areas, Doctors examination offices, etc. May also be used above double lavatories, either wall or countertop mounted, found in restroom areas.
A5075 | Dispenser, Soap, Disposable | 1 | VV | Disposable soap dispenser. One-handed dispensing operation. Designed to accommodate disposable soap cartridge and valve.
A5077 | Dispenser, Hand Sanitizer, Hands-Free | 1 | VV | A touch free wall-mounted hand sanitizer dispenser. For use throughout a healthcare facility. Unit does not include the sanitizing liquid. Units are battery operated.
A5080 | Dispenser, Paper Towel, SS, Surface Mounted | 1 | CC | A surface mounted, satin finish stainless steel, single-fold, paper towel dispenser. Dispenser features: tumbler lock; front hinged at bottom; and refill indicator slot. Minimum capacity 400 single-fold paper towels. For general purpose use throughout the facility.
F0100 | Bin, Mail Sorting, Table Mounted | 2 | VV | Table mounted mail sorting bin with sufficient adjustable dividers to accommodate all standard size papers, and computer reports. Typical number of compartments for bin is forty eight (48).
F0275 | Chair, Swivel, High Back | 3 | VV | Highback contemporary swivel chair, 41" high X 23" wide X 23" deep with five (5) caster swivel base and arms. Chair may be used at desks or in conference rooms. Back and seat are foam padded and upholstered with either woven textile fabric or vinyl.
F0640 | Desk, Single Pedestal | 2 | VV | Single pedestal flat top desk, 30" high X 66" wide X 30" deep with right or left hand pedestal, one (1) box drawer, one (1) file drawer, modesty panel and floor glides.
F0775 | Table, Work, 2 Drawer | 2 | VV | Work table approximately 32" high X 72" wide X 30" deep with two drawers and a hard wood top.
F2000 | Basket, Wastepaper, Fire Resistant | 1 | VV | Wastepaper basket, fire resistant, approximately 40 quart capacity. This unit is used to collect and temporarily store small quantities of paper refuse in patient rooms, administrative areas and nursing stations. Size and shape varies depending on the application and manufacturer selected.
F2017 | Waste Receptacle, 24 GAL | 2 | VV | Rectangular steel waste receptacle with step-on lid and 24 gallon capacity. The receptacle is used to collect and temporarily store small quantities of paper refuse. Can be used in restrooms, patient areas, laboratories, pharmacies, etc.
F2025 | Container, Recycling, Small | 1 | VV | Recycling container shall be approximately 10-gallons in capacity. The container may be Recycle Blue in color with the recycle symbol identified on the container.
F3100 | Safe, Collection Agent | 1 | VV | Collection agent safe. Unit consists of thick door equipped with combination lock. All steel welded construction. For special document and record storage.
F3200 | Clock, Battery, 12" Diameter | 1 | VV | Clock, 12" diameter. Round surface, easy to read numbers with sweep second hand. Wall mounted unit for use when impractical to install a fully synchronized clock system. Battery operated, (batteries not included).
M1801 | Computer, Microprocessing, w/Flat Panel Monitor | 1 | VV | Desk top microprocessing computer. The unit shall consist of a central processing mini tower, flat panel monitor, keyboard, mouse and speakers. The system shall have the following minimum characteristics: a 2.8 GHz Pentium processor; 512 MB memory; 80GB hard drive; 32/48x CD-ROMDVD combo; 1.44MB network interface card; video 32 MB NVIDIA; a 18 inch flat panel monitor. The computer is used throughout the facility to input, manipulate and retrieve information.
M1825 | Printer, Computer | 1 | VV | High resolution computer printer with a variety of type styles and sheet/envelope feeder trays. Database information reflects network ready, medium duty office style laser printers. Other types of printers (bubble jet, dot matrix, line or plotter) as well as light or heavy use capabilities are available.
M2070 | Shelving, Storage, 77hx36wx18d | 2 | VV | Storage shelving unit approximately 77" H X 36" W X 18" D. Corrosion resistant baked enamel, galvanized or stainless steel open unit with adjustable shelves. The closed version is also available. For use in the storage room.
P3100 | Lavatory, Vitreous China, Slab Type | 1 | CC | Wall mounted, slab type, vitreous china, lavatory (approximate bowl size 7"x15"x10") with: faucet holes on 4" centers; gooseneck spout; wrist blade handles; and grid strainer. It shall be suitable for use in clinics, offices, washrooms or patient care area.
19 - SB244 - Prsthcs Svc Housekeeping Aides Closet (HAC), Bldg Sprt | 19 - SB244 - Prsthcs Svc Housekeeping Aides Closet (HAC), Bldg Sprt | 19 - SB244 - Prsthcs Svc Housekeeping Aides Closet (HAC), Bldg Sprt | 19 - SB244 - Prsthcs Svc Housekeeping Aides Closet (HAC), Bldg Sprt | 19 - SB244 - Prsthcs Svc Housekeeping Aides Closet (HAC), Bldg Sprt
JSN | NAME | QTY | ACQ/INS | DESCRIPTION
A5075 | Dispenser, Soap, Disposable | 1 | VV | Disposable soap dispenser. One-handed dispensing operation. Designed to accommodate disposable soap cartridge and valve.
A5080 | Dispenser, Paper Towel, SS, Surface Mounted | 1 | CC | A surface mounted, satin finish stainless steel, single-fold, paper towel dispenser. Dispenser features: tumbler lock; front hinged at bottom; and refill indicator slot. Minimum capacity 400 single-fold paper towels. For general purpose use throughout the facility.
A5107 | Dispenser, Glove, Surgical/Examination, Wall Mntd | 1 | VV | Examination three (Small Medium, Large) glove dispenser box for wall mounting. Fabricated of either cold rolled steel with a white baked enamel finish, plastic or acrylic. Hardware not included, Option 3 powder coated steel.
A5135 | Shelf, Utility W/ Mop/Broom Holders, SS, Surf Mntd | 1 | CC | A surface mounted, satin finish stainless steel, utility shelf with a maximum of 6 mop/broom holders and 5 rag hooks. Utility shelf features: 8" deep shelf; mounting brackets welded to shelf; spring activated rubber cam holders; and drying rod. Unit is available in various widths 30" (minimum, 3 holders and 2 hooks) to 48" (maximum, 6 holders and 5 hooks). For use in janitor closets. Pricing based on a 36" width.
F0500 | Cart, Janitor's | 1 | VV | Janitors cart, 38" high X 66" wide X 20" deep with 25 gallon heavy duty collection bag. Accommodations for locking vault and janitorial support items (broom, dust pan, chemicals, mop and mop bucket; not included).
F0505 | Bucket, Mop, With Wringer, 26 Quart | 1 | VV | Mobile mop bucket / wringer combination, approximately 35" H x 17" W x 22" D with four 2" casters. Total capacity is 26 quarts. Unit used for general hard surface floor maintenance.
P2000 | Eyewash, Wall Mounted, Hands-Free | 1 | CC | Wall mounted emergency eye wash station. The flow of water from the unit is activated by hand. Upon initiation of water flow the unit will operate hands free to provide streams of water to clear foreign particles or dilute caustic liquids from the eyes in emergency situations. Used in laboratories and areas of the hospital where employees are subject to foreign bodies or liquid material to the eyes.
P2451 | Valve, Mixing, Thermostatic, Eyewash | 1 | CC | Emergency tempering valve thermostatically mixes hot and cold water to provide a safe fluid supply for a single emergency eye/face wash with a flow rate of 10 gpm (38.8L)
P4700 | Sink, Mop, Molded Stone | 1 | CC | Mop service sink approximately 10"H x 36"W x 24"D. Also called a mop service basin and a mop receptor. Unit is made of molded stone and is a one piece item. It shall include a service faucet hose, hose bracket and mop hanger. Used in utility rooms for cleaning mops and floor cleaning equipment.
4 - STAFF AND ADMINISTRATIVE AREA | 4 - STAFF AND ADMINISTRATIVE AREA | 4 - STAFF AND ADMINISTRATIVE AREA | 4 - STAFF AND ADMINISTRATIVE AREA | 4 - STAFF AND ADMINISTRATIVE AREA
1 - SS204 - Prsthcs Svc Prosthetics Service Chief Office, Stff Sprt | 1 - SS204 - Prsthcs Svc Prosthetics Service Chief Office, Stff Sprt | 1 - SS204 - Prsthcs Svc Prosthetics Service Chief Office, Stff Sprt | 1 - SS204 - Prsthcs Svc Prosthetics Service Chief Office, Stff Sprt | 1 - SS204 - Prsthcs Svc Prosthetics Service Chief Office, Stff Sprt
JSN | NAME | QTY | ACQ/INS | DESCRIPTION
A1010 | Telecommunication Outlet | 2 | VV | Telecommunication outlet location.
A1015 | Telephone, Desk, Multiple Line | 1 | VV | Telephone, desk, multiple line.
A5145 | Hook, Garment, Double, SS, Surface Mounted | 1 | CC | A surface mounted, satin finish stainless steel, double garment hook. Equipped with a concealed mounting bracket that is secured to a concealed wall plate. For general purpose use throughout the facility to hang various items of apparel.
E0078 | Workstation, L-Shaped w/Peninsula, Free Std, 78x72 | 1 | VV | This section will provide a whole work station typical to quickly plan work areas in clinical or administrative spaces. There will be a price decrease if typical work stations are used with vertical hanging strips instead of panels. THIS TYPICAL INCLUDES: 4 standard solid panels; 2 panel connectors, 2-way corner; 1 panel-to-panel connector; 2 finished end hardware; 1 cantilevered work surface; 1 peninsula work surface; 2 lockable flipper units; 2 shelf, storage/display; 2 lights; 1 tack board, 48"W; 1 tool rail, 30"W; 1 paper tray; 1 diagonal tray; 1 adjustable keyboard tray; 1 mobile pedestal, box/file.
F0110 | Bookcase, 3 Shelf | 1 | VV | Freestanding open metal shelf book case, approximately 60" high X 36" wide X 18" deep with three (3) adjustable shelves and four (4) non-marking floor glides.
F0205 | Chair, Side With Arms | 2 | VV | Upholstered side chair, 32" high X 21" wide X 23" deep with arms, padded seats and padded backs. Seat height is a minimum of 17". Available with or without sled base.
F0275 | Chair, Swivel, High Back | 1 | VV | Highback contemporary swivel chair, 41" high X 23" wide X 23" deep with five (5) caster swivel base and arms. Chair may be used at desks or in conference rooms. Back and seat are foam padded and upholstered with either woven textile fabric or vinyl.
F0420 | Cabinet, Filing, Lateral, Half Height | 1 | VV | Half height two (2) or three (3) drawer lateral filing cabinet, 28" high X 42" wide X 18" deep with recessed handles, locking device and drawer label holders. Drawers are adaptable to either letter or legal size materials.
F2000 | Basket, Wastepaper, Fire Resistant | 1 | VV | Wastepaper basket, fire resistant, approximately 40 quart capacity. This unit is used to collect and temporarily store small quantities of paper refuse in patient rooms, administrative areas and nursing stations. Size and shape varies depending on the application and manufacturer selected.
F3200 | Clock, Battery, 12" Diameter | 1 | VV | Clock, 12" diameter. Round surface, easy to read numbers with sweep second hand. Wall mounted unit for use when impractical to install a fully synchronized clock system. Battery operated, (batteries not included).
M1801 | Computer, Microprocessing, w/Flat Panel Monitor | 1 | VV | Desk top microprocessing computer. The unit shall consist of a central processing mini tower, flat panel monitor, keyboard, mouse and speakers. The system shall have the following minimum characteristics: a 2.8 GHz Pentium processor; 512 MB memory; 80GB hard drive; 32/48x CD-ROMDVD combo; 1.44MB network interface card; video 32 MB NVIDIA; a 18 inch flat panel monitor. The computer is used throughout the facility to input, manipulate and retrieve information.
2 - SS204 - Prsthcs Svc Service Assistant Chief Office, Stff Sprt | 2 - SS204 - Prsthcs Svc Service Assistant Chief Office, Stff Sprt | 2 - SS204 - Prsthcs Svc Service Assistant Chief Office, Stff Sprt | 2 - SS204 - Prsthcs Svc Service Assistant Chief Office, Stff Sprt | 2 - SS204 - Prsthcs Svc Service Assistant Chief Office, Stff Sprt
JSN | NAME | QTY | ACQ/INS | DESCRIPTION
A1010 | Telecommunication Outlet | 2 | VV | Telecommunication outlet location.
A1015 | Telephone, Desk, Multiple Line | 1 | VV | Telephone, desk, multiple line.
A5145 | Hook, Garment, Double, SS, Surface Mounted | 1 | CC | A surface mounted, satin finish stainless steel, double garment hook. Equipped with a concealed mounting bracket that is secured to a concealed wall plate. For general purpose use throughout the facility to hang various items of apparel.
E0078 | Workstation, L-Shaped w/Peninsula, Free Std, 78x72 | 1 | VV | This section will provide a whole work station typical to quickly plan work areas in clinical or administrative spaces. There will be a price decrease if typical work stations are used with vertical hanging strips instead of panels. THIS TYPICAL INCLUDES: 4 standard solid panels; 2 panel connectors, 2-way corner; 1 panel-to-panel connector; 2 finished end hardware; 1 cantilevered work surface; 1 peninsula work surface; 2 lockable flipper units; 2 shelf, storage/display; 2 lights; 1 tack board, 48"W; 1 tool rail, 30"W; 1 paper tray; 1 diagonal tray; 1 adjustable keyboard tray; 1 mobile pedestal, box/file.
F0110 | Bookcase, 3 Shelf | 1 | VV | Freestanding open metal shelf book case, approximately 60" high X 36" wide X 18" deep with three (3) adjustable shelves and four (4) non-marking floor glides.
F0205 | Chair, Side With Arms | 2 | VV | Upholstered side chair, 32" high X 21" wide X 23" deep with arms, padded seats and padded backs. Seat height is a minimum of 17". Available with or without sled base.
F0275 | Chair, Swivel, High Back | 1 | VV | Highback contemporary swivel chair, 41" high X 23" wide X 23" deep with five (5) caster swivel base and arms. Chair may be used at desks or in conference rooms. Back and seat are foam padded and upholstered with either woven textile fabric or vinyl.
F0420 | Cabinet, Filing, Lateral, Half Height | 1 | VV | Half height two (2) or three (3) drawer lateral filing cabinet, 28" high X 42" wide X 18" deep with recessed handles, locking device and drawer label holders. Drawers are adaptable to either letter or legal size materials.
F2000 | Basket, Wastepaper, Fire Resistant | 1 | VV | Wastepaper basket, fire resistant, approximately 40 quart capacity. This unit is used to collect and temporarily store small quantities of paper refuse in patient rooms, administrative areas and nursing stations. Size and shape varies depending on the application and manufacturer selected.
F3200 | Clock, Battery, 12" Diameter | 1 | VV | Clock, 12" diameter. Round surface, easy to read numbers with sweep second hand. Wall mounted unit for use when impractical to install a fully synchronized clock system. Battery operated, (batteries not included).
M1801 | Computer, Microprocessing, w/Flat Panel Monitor | 1 | VV | Desk top microprocessing computer. The unit shall consist of a central processing mini tower, flat panel monitor, keyboard, mouse and speakers. The system shall have the following minimum characteristics: a 2.8 GHz Pentium processor; 512 MB memory; 80GB hard drive; 32/48x CD-ROMDVD combo; 1.44MB network interface card; video 32 MB NVIDIA; a 18 inch flat panel monitor. The computer is used throughout the facility to input, manipulate and retrieve information.
3 - SS222 - Prsthcs Svc Visitor Waiting, Stff Sprt | 3 - SS222 - Prsthcs Svc Visitor Waiting, Stff Sprt | 3 - SS222 - Prsthcs Svc Visitor Waiting, Stff Sprt | 3 - SS222 - Prsthcs Svc Visitor Waiting, Stff Sprt | 3 - SS222 - Prsthcs Svc Visitor Waiting, Stff Sprt
JSN | NAME | QTY | ACQ/INS | DESCRIPTION
A1010 | Telecommunication Outlet | 2 | VV | Telecommunication outlet location.
A1015 | Telephone, Desk, Multiple Line | 1 | VV | Telephone, desk, multiple line.
A5145 | Hook, Garment, Double, SS, Surface Mounted | 1 | CC | A surface mounted, satin finish stainless steel, double garment hook. Equipped with a concealed mounting bracket that is secured to a concealed wall plate. For general purpose use throughout the facility to hang various items of apparel.
E0078 | Workstation, L-Shaped w/Peninsula, Free Std, 78x72 | 1 | VV | This section will provide a whole work station typical to quickly plan work areas in clinical or administrative spaces. There will be a price decrease if typical work stations are used with vertical hanging strips instead of panels. THIS TYPICAL INCLUDES: 4 standard solid panels; 2 panel connectors, 2-way corner; 1 panel-to-panel connector; 2 finished end hardware; 1 cantilevered work surface; 1 peninsula work surface; 2 lockable flipper units; 2 shelf, storage/display; 2 lights; 1 tack board, 48"W; 1 tool rail, 30"W; 1 paper tray; 1 diagonal tray; 1 adjustable keyboard tray; 1 mobile pedestal, box/file.
F0275 | Chair, Swivel, High Back | 1 | VV | Highback contemporary swivel chair, 41" high X 23" wide X 23" deep with five (5) caster swivel base and arms. Chair may be used at desks or in conference rooms. Back and seat are foam padded and upholstered with either woven textile fabric or vinyl.
F0305 | Chair, Waiting Room, Single | 2 | VV | Single seat waiting room chair with foam padded seat and back. Upholstered with either woven fabric textile or vinyl. Arms and floor glides included.
F0405 | Cabinet, Filing, Full Height, 4-5 Drawer | 1 | VV | Four (4) or five (5) drawer letter size, vertical filing cabinet, 53" high X 15" wide X 29" deep with locking device. Each drawer has label holder, handle and roller cradle.
F2000 | Basket, Wastepaper, Fire Resistant | 1 | VV | Wastepaper basket, fire resistant, approximately 40 quart capacity. This unit is used to collect and temporarily store small quantities of paper refuse in patient rooms, administrative areas and nursing stations. Size and shape varies depending on the application and manufacturer selected.
F3200 | Clock, Battery, 12" Diameter | 1 | VV | Clock, 12" diameter. Round surface, easy to read numbers with sweep second hand. Wall mounted unit for use when impractical to install a fully synchronized clock system. Battery operated, (batteries not included).
M1801 | Computer, Microprocessing, w/Flat Panel Monitor | 1 | VV | Desk top microprocessing computer. The unit shall consist of a central processing mini tower, flat panel monitor, keyboard, mouse and speakers. The system shall have the following minimum characteristics: a 2.8 GHz Pentium processor; 512 MB memory; 80GB hard drive; 32/48x CD-ROMDVD combo; 1.44MB network interface card; video 32 MB NVIDIA; a 18 inch flat panel monitor. The computer is used throughout the facility to input, manipulate and retrieve information.
M1825 | Printer, Computer | 1 | VV | High resolution computer printer with a variety of type styles and sheet/envelope feeder trays. Database information reflects network ready, medium duty office style laser printers. Other types of printers (bubble jet, dot matrix, line or plotter) as well as light or heavy use capabilities are available.
4 - SS218 - Prsthcs Svc Administration Support Workstation, Stff Sprt | 4 - SS218 - Prsthcs Svc Administration Support Workstation, Stff Sprt | 4 - SS218 - Prsthcs Svc Administration Support Workstation, Stff Sprt | 4 - SS218 - Prsthcs Svc Administration Support Workstation, Stff Sprt | 4 - SS218 - Prsthcs Svc Administration Support Workstation, Stff Sprt
JSN | NAME | QTY | ACQ/INS | DESCRIPTION
A1010 | Telecommunication Outlet | 2 | VV | Telecommunication outlet location.
A1015 | Telephone, Desk, Multiple Line | 1 | VV | Telephone, desk, multiple line.
E0123 | Workstation, Straight, Free Standing, 72" W | 1 | VV | This JSN will provide a whole work station typical to quickly plan work in areas in clinical or administrative spaces. There will be a price decrease if typical work stations are used with vertical hanging strips instead of panels. THIS TYPICAL INCLUDES: 4 Standard Solid Panels 2 Panel Connectors, 2-Way Corner 1 Panel-to-Panel Connector 2 Finished End Hardware 1 Cantilevered, Work Surface 2 Lockable Flipper Units 2 Shelf, Storage/Displays 2 Lights 1 Tack board 1 Tool Rail 1 Paper Tray 1 Diagonal Tray 1 Adjustable Keyboard Tray 1 Mobile Pedestal, Box/File
F0275 | Chair, Swivel, High Back | 1 | VV | Highback contemporary swivel chair, 41" high X 23" wide X 23" deep with five (5) caster swivel base and arms. Chair may be used at desks or in conference rooms. Back and seat are foam padded and upholstered with either woven textile fabric or vinyl.
F0420 | Cabinet, Filing, Lateral, Half Height | 1 | VV | Half height two (2) or three (3) drawer lateral filing cabinet, 28" high X 42" wide X 18" deep with recessed handles, locking device and drawer label holders. Drawers are adaptable to either letter or legal size materials.
F2000 | Basket, Wastepaper, Fire Resistant | 1 | VV | Wastepaper basket, fire resistant, approximately 40 quart capacity. This unit is used to collect and temporarily store small quantities of paper refuse in patient rooms, administrative areas and nursing stations. Size and shape varies depending on the application and manufacturer selected.
M1801 | Computer, Microprocessing, w/Flat Panel Monitor | 1 | VV | Desk top microprocessing computer. The unit shall consist of a central processing mini tower, flat panel monitor, keyboard, mouse and speakers. The system shall have the following minimum characteristics: a 2.8 GHz Pentium processor; 512 MB memory; 80GB hard drive; 32/48x CD-ROMDVD combo; 1.44MB network interface card; video 32 MB NVIDIA; a 18 inch flat panel monitor. The computer is used throughout the facility to input, manipulate and retrieve information.
5 - SS218 - Prsthcs Svc Purchasing Agent Workstation, Stff Sprt | 5 - SS218 - Prsthcs Svc Purchasing Agent Workstation, Stff Sprt | 5 - SS218 - Prsthcs Svc Purchasing Agent Workstation, Stff Sprt | 5 - SS218 - Prsthcs Svc Purchasing Agent Workstation, Stff Sprt | 5 - SS218 - Prsthcs Svc Purchasing Agent Workstation, Stff Sprt
JSN | NAME | QTY | ACQ/INS | DESCRIPTION
A1010 | Telecommunication Outlet | 2 | VV | Telecommunication outlet location.
A1015 | Telephone, Desk, Multiple Line | 1 | VV | Telephone, desk, multiple line.
E0123 | Workstation, Straight, Free Standing, 72" W | 1 | VV | This JSN will provide a whole work station typical to quickly plan work in areas in clinical or administrative spaces. There will be a price decrease if typical work stations are used with vertical hanging strips instead of panels. THIS TYPICAL INCLUDES: 4 Standard Solid Panels 2 Panel Connectors, 2-Way Corner 1 Panel-to-Panel Connector 2 Finished End Hardware 1 Cantilevered, Work Surface 2 Lockable Flipper Units 2 Shelf, Storage/Displays 2 Lights 1 Tack board 1 Tool Rail 1 Paper Tray 1 Diagonal Tray 1 Adjustable Keyboard Tray 1 Mobile Pedestal, Box/File
F0275 | Chair, Swivel, High Back | 1 | VV | Highback contemporary swivel chair, 41" high X 23" wide X 23" deep with five (5) caster swivel base and arms. Chair may be used at desks or in conference rooms. Back and seat are foam padded and upholstered with either woven textile fabric or vinyl.
F0420 | Cabinet, Filing, Lateral, Half Height | 1 | VV | Half height two (2) or three (3) drawer lateral filing cabinet, 28" high X 42" wide X 18" deep with recessed handles, locking device and drawer label holders. Drawers are adaptable to either letter or legal size materials.
F2000 | Basket, Wastepaper, Fire Resistant | 1 | VV | Wastepaper basket, fire resistant, approximately 40 quart capacity. This unit is used to collect and temporarily store small quantities of paper refuse in patient rooms, administrative areas and nursing stations. Size and shape varies depending on the application and manufacturer selected.
M1801 | Computer, Microprocessing, w/Flat Panel Monitor | 1 | VV | Desk top microprocessing computer. The unit shall consist of a central processing mini tower, flat panel monitor, keyboard, mouse and speakers. The system shall have the following minimum characteristics: a 2.8 GHz Pentium processor; 512 MB memory; 80GB hard drive; 32/48x CD-ROMDVD combo; 1.44MB network interface card; video 32 MB NVIDIA; a 18 inch flat panel monitor. The computer is used throughout the facility to input, manipulate and retrieve information.
6 - SS218 - Prsthcs Svc Restoration Clinic Workstation, Stff Sprt | 6 - SS218 - Prsthcs Svc Restoration Clinic Workstation, Stff Sprt | 6 - SS218 - Prsthcs Svc Restoration Clinic Workstation, Stff Sprt | 6 - SS218 - Prsthcs Svc Restoration Clinic Workstation, Stff Sprt | 6 - SS218 - Prsthcs Svc Restoration Clinic Workstation, Stff Sprt
JSN | NAME | QTY | ACQ/INS | DESCRIPTION
A1010 | Telecommunication Outlet | 2 | VV | Telecommunication outlet location.
A1015 | Telephone, Desk, Multiple Line | 1 | VV | Telephone, desk, multiple line.
E0123 | Workstation, Straight, Free Standing, 72" W | 1 | VV | This JSN will provide a whole work station typical to quickly plan work in areas in clinical or administrative spaces. There will be a price decrease if typical work stations are used with vertical hanging strips instead of panels. THIS TYPICAL INCLUDES: 4 Standard Solid Panels 2 Panel Connectors, 2-Way Corner 1 Panel-to-Panel Connector 2 Finished End Hardware 1 Cantilevered, Work Surface 2 Lockable Flipper Units 2 Shelf, Storage/Displays 2 Lights 1 Tack board 1 Tool Rail 1 Paper Tray 1 Diagonal Tray 1 Adjustable Keyboard Tray 1 Mobile Pedestal, Box/File
F0275 | Chair, Swivel, High Back | 1 | VV | Highback contemporary swivel chair, 41" high X 23" wide X 23" deep with five (5) caster swivel base and arms. Chair may be used at desks or in conference rooms. Back and seat are foam padded and upholstered with either woven textile fabric or vinyl.
F0420 | Cabinet, Filing, Lateral, Half Height | 1 | VV | Half height two (2) or three (3) drawer lateral filing cabinet, 28" high X 42" wide X 18" deep with recessed handles, locking device and drawer label holders. Drawers are adaptable to either letter or legal size materials.
F2000 | Basket, Wastepaper, Fire Resistant | 1 | VV | Wastepaper basket, fire resistant, approximately 40 quart capacity. This unit is used to collect and temporarily store small quantities of paper refuse in patient rooms, administrative areas and nursing stations. Size and shape varies depending on the application and manufacturer selected.
M1801 | Computer, Microprocessing, w/Flat Panel Monitor | 1 | VV | Desk top microprocessing computer. The unit shall consist of a central processing mini tower, flat panel monitor, keyboard, mouse and speakers. The system shall have the following minimum characteristics: a 2.8 GHz Pentium processor; 512 MB memory; 80GB hard drive; 32/48x CD-ROMDVD combo; 1.44MB network interface card; video 32 MB NVIDIA; a 18 inch flat panel monitor. The computer is used throughout the facility to input, manipulate and retrieve information.
7 - SS218 - Prsthcs Svc Orthotic Lab Technician Workstation, Stff Sprt | 7 - SS218 - Prsthcs Svc Orthotic Lab Technician Workstation, Stff Sprt | 7 - SS218 - Prsthcs Svc Orthotic Lab Technician Workstation, Stff Sprt | 7 - SS218 - Prsthcs Svc Orthotic Lab Technician Workstation, Stff Sprt | 7 - SS218 - Prsthcs Svc Orthotic Lab Technician Workstation, Stff Sprt
JSN | NAME | QTY | ACQ/INS | DESCRIPTION
A1010 | Telecommunication Outlet | 2 | VV | Telecommunication outlet location.
A1015 | Telephone, Desk, Multiple Line | 1 | VV | Telephone, desk, multiple line.
E0123 | Workstation, Straight, Free Standing, 72" W | 1 | VV | This JSN will provide a whole work station typical to quickly plan work in areas in clinical or administrative spaces. There will be a price decrease if typical work stations are used with vertical hanging strips instead of panels. THIS TYPICAL INCLUDES: 4 Standard Solid Panels 2 Panel Connectors, 2-Way Corner 1 Panel-to-Panel Connector 2 Finished End Hardware 1 Cantilevered, Work Surface 2 Lockable Flipper Units 2 Shelf, Storage/Displays 2 Lights 1 Tack board 1 Tool Rail 1 Paper Tray 1 Diagonal Tray 1 Adjustable Keyboard Tray 1 Mobile Pedestal, Box/File
F0275 | Chair, Swivel, High Back | 1 | VV | Highback contemporary swivel chair, 41" high X 23" wide X 23" deep with five (5) caster swivel base and arms. Chair may be used at desks or in conference rooms. Back and seat are foam padded and upholstered with either woven textile fabric or vinyl.
F0420 | Cabinet, Filing, Lateral, Half Height | 1 | VV | Half height two (2) or three (3) drawer lateral filing cabinet, 28" high X 42" wide X 18" deep with recessed handles, locking device and drawer label holders. Drawers are adaptable to either letter or legal size materials.
F2000 | Basket, Wastepaper, Fire Resistant | 1 | VV | Wastepaper basket, fire resistant, approximately 40 quart capacity. This unit is used to collect and temporarily store small quantities of paper refuse in patient rooms, administrative areas and nursing stations. Size and shape varies depending on the application and manufacturer selected.
M1801 | Computer, Microprocessing, w/Flat Panel Monitor | 1 | VV | Desk top microprocessing computer. The unit shall consist of a central processing mini tower, flat panel monitor, keyboard, mouse and speakers. The system shall have the following minimum characteristics: a 2.8 GHz Pentium processor; 512 MB memory; 80GB hard drive; 32/48x CD-ROMDVD combo; 1.44MB network interface card; video 32 MB NVIDIA; a 18 inch flat panel monitor. The computer is used throughout the facility to input, manipulate and retrieve information.
8 - SS101 - Prsthcs Svc Staff Conference Room, Educ Svc | 8 - SS101 - Prsthcs Svc Staff Conference Room, Educ Svc | 8 - SS101 - Prsthcs Svc Staff Conference Room, Educ Svc | 8 - SS101 - Prsthcs Svc Staff Conference Room, Educ Svc | 8 - SS101 - Prsthcs Svc Staff Conference Room, Educ Svc
JSN | NAME | QTY | ACQ/INS | DESCRIPTION
A1010 | Telecommunication Outlet | 1 | VV | Telecommunication outlet location.
A5212 | Bracket, Television, Wall-Mounted, Tilt/Angle | 1 | VV | A wall mounted, tilt/angled TV bracket for 37" to 80" TVs. Mount will be a universal and VESA compliant unit with a load capacity of up to 130 lbs.
A5220 | Bracket, Television, Wall Backing | 1 | CC | Wall mounted television bracket backing which provides additional support and strength for the installation of the television bracket. Option available for interior or exterior plate and sized for 12” 16” or 24” stud spacing.
A6046 | Artwork, Decorative, With Frame | 1 | VV | This JSN is to be used for determining and defining location of decorative artwork.
F0220 | Chair, Conference | 10 | VV | Conference chair designed to complement the executive furniture package selected. Foam rubber cushioned seats and backs covered with either woven fabric or vinyl. Base with 5 (five) swivel casters.
F0765 | Table, Folding / Nesting | 2 | VV | Folding table intended for a variety of uses. Designed with a flip top that allows tables to store nested to minimize needed storage space. Available in multiple laminate finish colors/patterns, bases, surface shapes (description and pricing based on a rectangle shape) and edge finish, . Available with leveling glides or casters (2 locking, 2 non-locking).
F2000 | Basket, Wastepaper, Fire Resistant | 1 | VV | Wastepaper basket, fire resistant, approximately 40 quart capacity. This unit is used to collect and temporarily store small quantities of paper refuse in patient rooms, administrative areas and nursing stations. Size and shape varies depending on the application and manufacturer selected.
F3200 | Clock, Battery, 12" Diameter | 1 | VV | Clock, 12" diameter. Round surface, easy to read numbers with sweep second hand. Wall mounted unit for use when impractical to install a fully synchronized clock system. Battery operated, (batteries not included).
M0512 | Television, HDTV, Large Screen, 60" | 1 | VV | A high definition (HDTV) multimedia, slim design, 60"W to 65"W color television. The TV will have a 16.9 wide screen aspect ratio with full HD 1080p resolution and HDMI connections. TV may be LED, Plasma or LCD. TV will include a stand.
9 - SS262 - Prsthcs Svc Staff Breakroom, Stff Sprt | 9 - SS262 - Prsthcs Svc Staff Breakroom, Stff Sprt | 9 - SS262 - Prsthcs Svc Staff Breakroom, Stff Sprt | 9 - SS262 - Prsthcs Svc Staff Breakroom, Stff Sprt | 9 - SS262 - Prsthcs Svc Staff Breakroom, Stff Sprt
JSN | NAME | QTY | ACQ/INS | DESCRIPTION
A1010 | Telecommunication Outlet | 1 | VV | Telecommunication outlet location.
A1012 | Telephone, Wall Mounted, 1 Line | 1 | VV | Telephone, wall mounted, 1 line.
A1080 | Mirror, Posture, Wall Mounted | 1 | CC | Wall mounted posture mirror. Consists of a 1/4" plate glass in a sturdy corrosion resistant frame with water proof back. For educational and therapy programs.
A5075 | Dispenser, Soap, Disposable | 1 | VV | Disposable soap dispenser. One-handed dispensing operation. Designed to accommodate disposable soap cartridge and valve.
A5080 | Dispenser, Paper Towel, SS, Surface Mounted | 1 | CC | A surface mounted, satin finish stainless steel, single-fold, paper towel dispenser. Dispenser features: tumbler lock; front hinged at bottom; and refill indicator slot. Minimum capacity 400 single-fold paper towels. For general purpose use throughout the facility.
A5145 | Hook, Garment, Double, SS, Surface Mounted | 1 | CC | A surface mounted, satin finish stainless steel, double garment hook. Equipped with a concealed mounting bracket that is secured to a concealed wall plate. For general purpose use throughout the facility to hang various items of apparel.
A5210 | Bracket, Television, Wall Mounted, w/Adjust Arm | 1 | VV | Wall mounted television bracket with adjustable arm. Consists of movable arm with minimum 120 degree swivel. Designed for holding wall mounted, flat panel television units in patient rooms.
A5220 | Bracket, Television, Wall Backing | 1 | CC | Wall mounted television bracket backing which provides additional support and strength for the installation of the television bracket. Option available for interior or exterior plate and sized for 12” 16” or 24” stud spacing.
C02C0 | Cabinet, U/C/B, 1 Shelf, 1 Drawer, 1 DO, 36x24x22 | 1 | CC | Standing height under counter base cabinet with an adjustable shelf and a full width drawer above a solid right or left-hinged door (appropriate door hinge configuration to be indicated on equipment elevation drawings). Also referred to as a combination cabinet or a drawer and cupboard cabinet. For general purpose use throughout the facility.
C02D0 | Cabinet, U/C/B, 4 Drawer, 36x24x22 | 1 | CC | Standing height under counter base cabinet with four full width drawers of equal height. Also referred to as a drawer cabinet. For general purpose use throughout the facility.
C04P0 | Cabinet, Sink, U/C/B, 2 Door, 36x36x22 | 1 | CC | Standing height under counter base sink cabinet with solid hinged doors. Also referred to as a double-door sink cabinet. For general purpose use throughout the facility where a sink is to be used. Coordinate actual clear cabinet dimension with the actual outside dimension of sink that is specified to ensure that they are compatible.
CB020 | Cabinet, W/H, 2 Shelf, 1 DO, Sloping Top, 38x24x13 | 2 | CC | Wall hung cabinet with two adjustable shelves, solid right or left-hinged door (appropriate door hinge configuration to be indicated on equipment elevation drawings), and sloping top. Also referred to as a solid hinged single door case. For general purpose use throughout the facility.
CS010 | Sink, SS, Single Compartment, 7.5x12x12 ID | 1 | CC | Single compartment stainless steel sink, drop-in, self-rimming, ledge-type, connected with a drain and provided with a mixing faucet. It shall also be provided with pre-punched fixture holes on 4" center, integral back ledge to accommodate deck-mounted fixtures, brushed/polished interior and top surfaces, and sound deadened. Recommended for use in suspended or U/C/B sink cabinets having a high plastic laminate or Chemsurf laminate countertop/work surface. For general purpose use throughout the facility.
CT020 | Countertop, Solid Surface | 7 | CC | A solid, nonporous countertop with a smooth seamless appearance. Easy to clean and maintain and with proper cleaning does not support the growth of mold. An acrylic-based solid surface product. Standard thickness of 1", and a 4" butt backsplash/curb. Also referred to as a work surface or work top. Available in a choice of colors and depths. Used in lab and other hospital areas requiring optimum physical and chemical resisting properties.
F0225 | Chair, Dining Room | 4 | VV | Dining room chair with glides. Chair has straight legs with cushioned cloth or vinyl seat.
F0795 | Table, Dining | 1 | VV | Dining table. Round 42" diameter or square 42" X 42". Used in dining facilities and can comfortably seat up to four (4) persons.
F2015 | Basket, Wastepaper, Metal/Plastic,2 Swinging Doors | 1 | VV | Metal receptacle for soiled / used towels or waste. Equipped with a removable tapered top with two independently operating self-closing, spring hinged doors. Used in public facilities for the collection and temporary storage of refuse.
F3065 | Whiteboard/Bulletin Board, Combination | 1 | VV | A combination whiteboard and bulletin board, half LCS and half cork. Available with either aluminum or wood frame. It can be used in patient rooms or in any appropriate space in the facility.
F3200 | Clock, Battery, 12" Diameter | 1 | VV | Clock, 12" diameter. Round surface, easy to read numbers with sweep second hand. Wall mounted unit for use when impractical to install a fully synchronized clock system. Battery operated, (batteries not included).
K1552 | Brewer, Coffee, Auto, Elect, 3 Burner, Front/Back | 1 | VV | Space saving front to back automatic coffee maker. This unit includes a heating tank, connection for a cold water supply, decanter service with three burners, funnel and a water flow controller. The unit is used for semi-automatic coffee brewing in cafeterias and commercial institutions. The unit automatically shuts off the water flow when enough has passed through to fill the pot. The unit is normally provided plumbed with a hot water faucet to the side for making other hot drinks (tea, cider, cocoa, etc.). The database height dimension does not include the clearance for coffee decanters warming on the upper burners.
K4665 | Oven, Microwave, Consumer | 1 | VV | Counter mounted microwave oven for average duty use. The exterior cabinet can be metal or heavy duty impact resistant plastic. The oven delivers instant energy for rapid heating, defrosting or prime cooking. The oven has touch pad controls, digital timer, power level selector and preprogrammed selectors for commonly cooked items. This oven is commonly found in staff lounges.
M0515 | Television, HD, 40" Class | 1 | VV | High definition (HDTV) multimedia flat panel LED 40" class display television. The TV will have a 16:9 wide screen aspect ratio, minimum of 1920 x 1080 display resolution, digital tuner, minimum refresh rate of 60Hz, minimum of two HDMI ports and 1 USB port ENERGY STAR certified.
R7250 | Refrigerator/Freezer, 20 Cubic Feet | 1 | VV | Refrigerator/freezer unit. This type unit includes a food saver system that helps keep food fresher. It also includes roll out wheels and is equipped for an optional automatic icemaker. This unit is of commercial or residential design and use.
10 - SS232 - Prsthcs Svc Female Staff Locker Room, Stff Sprt | 10 - SS232 - Prsthcs Svc Female Staff Locker Room, Stff Sprt | 10 - SS232 - Prsthcs Svc Female Staff Locker Room, Stff Sprt | 10 - SS232 - Prsthcs Svc Female Staff Locker Room, Stff Sprt | 10 - SS232 - Prsthcs Svc Female Staff Locker Room, Stff Sprt
JSN | NAME | QTY | ACQ/INS | DESCRIPTION
A1010 | Telecommunication Outlet | 1 | VV | Telecommunication outlet location.
A1012 | Telephone, Wall Mounted, 1 Line | 1 | VV | Telephone, wall mounted, 1 line.
A1040 | Locker, 2 Person, Side by Side, 72x15x18 | 8 | VV | Two person side by side locker. Steel unit. It consists of side by side compartments for hanging clothes and over/under compartments for hats, etc. Used for personal belongings storage.
A1080 | Mirror, Posture, Wall Mounted | 1 | CC | Wall mounted posture mirror. Consists of a 1/4" plate glass in a sturdy corrosion resistant frame with water proof back. For educational and therapy programs.
A5020 | Bench, Locker Room, Floor Mounted | 1 | CC | Locker room bench. Floor mounting -1-1/4" thick. Benches are sanded smooth with two coats of moisture-resistant sealer to ensure a protective, satin gloss surface, and mounted on strong steel pedestal anchored to the floor. Over all height of 18" includes pedestal. Size as required.
F2000 | Basket, Wastepaper, Fire Resistant | 1 | VV | Wastepaper basket, fire resistant, approximately 40 quart capacity. This unit is used to collect and temporarily store small quantities of paper refuse in patient rooms, administrative areas and nursing stations. Size and shape varies depending on the application and manufacturer selected.
F3200 | Clock, Battery, 12" Diameter | 1 | VV | Clock, 12" diameter. Round surface, easy to read numbers with sweep second hand. Wall mounted unit for use when impractical to install a fully synchronized clock system. Battery operated, (batteries not included).
11 - SB191 - Prsthcs Svc Female Staff Toilet, Bldg Sprt | 11 - SB191 - Prsthcs Svc Female Staff Toilet, Bldg Sprt | 11 - SB191 - Prsthcs Svc Female Staff Toilet, Bldg Sprt | 11 - SB191 - Prsthcs Svc Female Staff Toilet, Bldg Sprt | 11 - SB191 - Prsthcs Svc Female Staff Toilet, Bldg Sprt
JSN | NAME | QTY | ACQ/INS | DESCRIPTION
A1067 | Mirror, Float Glass, ADA Accessible | 1 | CC | A high quality 1/4" polished float glass mirror with a stainless steel frame. Frame holds mirror in a tilted position for accessibility and compliance with ADA requirements. Mirror has a galvanized steel back secured to frame with concealed screws with integral horizontal hanging brackets. Mirror shall be approximately 18" wide and 36" high. Other sizes are available.
A4995 | Table, Diaper Changing, Wall Mounted | 1 | CC | Wall mounted diaper changing table for use in public restrooms. Unit is a fold down system that folds upward when not in use for minimal intrusion into the room. Changing surface is contoured and has safety belt to insure that an infant will not fall from the table. Table is designed to hold no less than 250 pounds static weight. Closed dimensions are approximately 21" H x 36" W x 5" D. Open dimensions vary according to style. One system's open dimensions are 15 " high, 32" wide and 19" deep.
A5075 | Dispenser, Soap, Disposable | 1 | VV | Disposable soap dispenser. One-handed dispensing operation. Designed to accommodate disposable soap cartridge and valve.
A5082 | Dispenser, Paper Towel, Sensor, Hands Free | 1 | CC | A surface mounted, sensor activated, automatic, roll paper towel dispenser. The unit dispenses a paper towel automatically only when hands are place in position below the dispenser for maximum sanitation and hygiene. May include adjustable settings for sheet length, time delay, and sensor range. Unit is battery operated or with optional AC power adapter.
A5090 | Disposal, Sanitary Napkin, SS, Surface Mounted | 1 | CC | A surface mounted, satin finish stainless steel, sanitary napkin disposal. Disposal features a flip-up cover, secured to the container by a heavy duty stainless steel piano-hinge. Disposal may be secured to wall or toilet partition. For general purpose use in female toilet stalls or rooms and uni-sex toilet rooms.
A5109 | Grab Bar, 1-1/4" Dia., SS, 2 Wall, W/C Accessible | 1 | CC | A 1-1/4" diameter, satin finish stainless steel, peened gripping surface, 2 wall toilet stall/ room, grab bar with concealed mounting flanges. Snap over flanges are provided to conceal mounting screws. A selection of mounting kits and concealed anchor devices are available from the manufacturers for different types of installations. Grab bar shall comply with barrier-free accessibility guidelines for structural strength. For typical water closet applications in toilet stalls and rooms where ADA (American's With Disabilities Act) requirements must be met.
A5145 | Hook, Garment, Double, SS, Surface Mounted | 1 | CC | A surface mounted, satin finish stainless steel, double garment hook. Equipped with a concealed mounting bracket that is secured to a concealed wall plate. For general purpose use throughout the facility to hang various items of apparel.
A5200 | Dispenser, Toilet Tissue, SS, 2-Roll, Surface Mntd | 1 | CC | A concealed surface mounted, double roll, satin finish stainless steel, toilet tissue dispenser. Unit accommodates two standard-core toilet tissue rolls through 5" in diameter. Spindles are chrome plated plastic with a heavy-duty internal spring and turn freely for non-controlled delivery. For general purpose use in restrooms.
F2010 | Basket, Wastepaper, Step-On | 1 | VV | "Step-on" wastepaper basket with inner liner and foot petal activated flip top.
P3200 | Lavatory, Vitreous China, Slab Type w/Sens Op Fauc | 1 | CC | Wall mounted, slab type, vitreous china, lavatory (approximately 7 x 15 x 10 inches) with faucet holes on 4 inch centers; electronic sensor operated, goose neck spout and grid strainer. It shall be suitable for use in clinics, offices and patient care areas.
P9050 | Toilet, Wall Hung, Siphon Jet | 1 | CC | Siphon jet water closet/ toilet. This unit is wall hung with an elongated bowl, top spud flushometer, seat with open front and check hinge, and carrier. Used in restrooms throughout the health care facility.
12 - SS241 - Prsthcs Svc Male Staff Locker Room, Stff Sprt | 12 - SS241 - Prsthcs Svc Male Staff Locker Room, Stff Sprt | 12 - SS241 - Prsthcs Svc Male Staff Locker Room, Stff Sprt | 12 - SS241 - Prsthcs Svc Male Staff Locker Room, Stff Sprt | 12 - SS241 - Prsthcs Svc Male Staff Locker Room, Stff Sprt
JSN | NAME | QTY | ACQ/INS | DESCRIPTION
A1010 | Telecommunication Outlet | 1 | VV | Telecommunication outlet location.
A1012 | Telephone, Wall Mounted, 1 Line | 1 | VV | Telephone, wall mounted, 1 line.
A1030 | Locker, 2 Person, Over/Under | 8 | VV | Two person locker, double tier, 72Hx12Wx18D. This unit includes hooks for coats and hats. Door equipped with safety guard handles. Designed for storage of coats, hats, and other personal belongings. Other width and depths are available.
A1080 | Mirror, Posture, Wall Mounted | 1 | CC | Wall mounted posture mirror. Consists of a 1/4" plate glass in a sturdy corrosion resistant frame with water proof back. For educational and therapy programs.
A5020 | Bench, Locker Room, Floor Mounted | 1 | CC | Locker room bench. Floor mounting -1-1/4" thick. Benches are sanded smooth with two coats of moisture-resistant sealer to ensure a protective, satin gloss surface, and mounted on strong steel pedestal anchored to the floor. Over all height of 18" includes pedestal. Size as required.
F2000 | Basket, Wastepaper, Fire Resistant | 1 | VV | Wastepaper basket, fire resistant, approximately 40 quart capacity. This unit is used to collect and temporarily store small quantities of paper refuse in patient rooms, administrative areas and nursing stations. Size and shape varies depending on the application and manufacturer selected.
F3200 | Clock, Battery, 12" Diameter | 1 | VV | Clock, 12" diameter. Round surface, easy to read numbers with sweep second hand. Wall mounted unit for use when impractical to install a fully synchronized clock system. Battery operated, (batteries not included).
13 - SB191 - Prsthcs Svc Male Staff Toilet, Bldg Sprt | 13 - SB191 - Prsthcs Svc Male Staff Toilet, Bldg Sprt | 13 - SB191 - Prsthcs Svc Male Staff Toilet, Bldg Sprt | 13 - SB191 - Prsthcs Svc Male Staff Toilet, Bldg Sprt | 13 - SB191 - Prsthcs Svc Male Staff Toilet, Bldg Sprt
JSN | NAME | QTY | ACQ/INS | DESCRIPTION
A1067 | Mirror, Float Glass, ADA Accessible | 1 | CC | A high quality 1/4" polished float glass mirror with a stainless steel frame. Frame holds mirror in a tilted position for accessibility and compliance with ADA requirements. Mirror has a galvanized steel back secured to frame with concealed screws with integral horizontal hanging brackets. Mirror shall be approximately 18" wide and 36" high. Other sizes are available.
A4995 | Table, Diaper Changing, Wall Mounted | 1 | CC | Wall mounted diaper changing table for use in public restrooms. Unit is a fold down system that folds upward when not in use for minimal intrusion into the room. Changing surface is contoured and has safety belt to insure that an infant will not fall from the table. Table is designed to hold no less than 250 pounds static weight. Closed dimensions are approximately 21" H x 36" W x 5" D. Open dimensions vary according to style. One system's open dimensions are 15 " high, 32" wide and 19" deep.
A5075 | Dispenser, Soap, Disposable | 1 | VV | Disposable soap dispenser. One-handed dispensing operation. Designed to accommodate disposable soap cartridge and valve.
A5082 | Dispenser, Paper Towel, Sensor, Hands Free | 1 | CC | A surface mounted, sensor activated, automatic, roll paper towel dispenser. The unit dispenses a paper towel automatically only when hands are place in position below the dispenser for maximum sanitation and hygiene. May include adjustable settings for sheet length, time delay, and sensor range. Unit is battery operated or with optional AC power adapter.
A5090 | Disposal, Sanitary Napkin, SS, Surface Mounted | 1 | CC | A surface mounted, satin finish stainless steel, sanitary napkin disposal. Disposal features a flip-up cover, secured to the container by a heavy duty stainless steel piano-hinge. Disposal may be secured to wall or toilet partition. For general purpose use in female toilet stalls or rooms and uni-sex toilet rooms.
A5109 | Grab Bar, 1-1/4" Dia., SS, 2 Wall, W/C Accessible | 1 | CC | A 1-1/4" diameter, satin finish stainless steel, peened gripping surface, 2 wall toilet stall/ room, grab bar with concealed mounting flanges. Snap over flanges are provided to conceal mounting screws. A selection of mounting kits and concealed anchor devices are available from the manufacturers for different types of installations. Grab bar shall comply with barrier-free accessibility guidelines for structural strength. For typical water closet applications in toilet stalls and rooms where ADA (American's With Disabilities Act) requirements must be met.
A5145 | Hook, Garment, Double, SS, Surface Mounted | 1 | CC | A surface mounted, satin finish stainless steel, double garment hook. Equipped with a concealed mounting bracket that is secured to a concealed wall plate. For general purpose use throughout the facility to hang various items of apparel.
A5200 | Dispenser, Toilet Tissue, SS, 2-Roll, Surface Mntd | 1 | CC | A concealed surface mounted, double roll, satin finish stainless steel, toilet tissue dispenser. Unit accommodates two standard-core toilet tissue rolls through 5" in diameter. Spindles are chrome plated plastic with a heavy-duty internal spring and turn freely for non-controlled delivery. For general purpose use in restrooms.
F2010 | Basket, Wastepaper, Step-On | 1 | VV | "Step-on" wastepaper basket with inner liner and foot petal activated flip top.
P3200 | Lavatory, Vitreous China, Slab Type w/Sens Op Fauc | 1 | CC | Wall mounted, slab type, vitreous china, lavatory (approximately 7 x 15 x 10 inches) with faucet holes on 4 inch centers; electronic sensor operated, goose neck spout and grid strainer. It shall be suitable for use in clinics, offices and patient care areas.
P9050 | Toilet, Wall Hung, Siphon Jet | 1 | CC | Siphon jet water closet/ toilet. This unit is wall hung with an elongated bowl, top spud flushometer, seat with open front and check hinge, and carrier. Used in restrooms throughout the health care facility.